## simul
Combined standard uncertainty: gas dilution installation
2: Simulation of the random (and here gaussian) error
specifications of the manufacturer:
gas:
| concentration (C0): | 1000 | ppm
| uncertainty (IC0) | 15 | ppm (k=2) | [10 empty] | 20
1
2 flowmeters with different ranges | [6 empty] | valeur | incert. (k=2) | incert. Rel. % (k=2)
ranges: | [5 empty] | débits théo.: d1 | 98
| dmax1 | 100 | Nl/h (Normo-liter/hour) |  |  | d2 | 2 |  |  |  | Cells with modifiable values
| dmax2 | 5 | Nl/h (Normo-liter/hour) | [7 empty] | Cells to be completed (formulas)
[6 empty] | C. voulue | 20 | 0.7099 | 3.549%
| Uncertainty (Id): | 1.2 | % of the range (FS)* (k=2) |  |  | débit d final voulu: | 100 | Nl/h
* for a flowrate > 20% FS
|  |  | randomized errors |  |  |  | Variates + errors
| Standard deviation d1 | 0.6 | E deb 1 | E deb 2 | E C0 | d1 | d2 | C0 | C | Standard dev. |  | 0.36219
| Standard deviation d2 | 0.03 | 0.39597 | -0.026409 | -1.8199 | 98.396 | 1.9736 | 998.1801 | 19.6275 | 95% uncertainty |  | 0.7099
| Standard deviation C0 | 7.5 | 1.5413 | -0.073992 | -5.4236 | 99.5413 | 1.926 | 994.5764 | 18.8786 | Mean |  | 19.9886 | (verification)
|  |  | 0.059131 | -0.0049611 | -16.2164 | 98.0591 | 1.995 | 983.7836 | 19.6162
|  |  | -1.0997 | 0.029652 | 5.7435 | 96.9003 | 2.0297 | 1005.7435 | 20.6339 | Generation of random numbers with gaussian (normal) distribution:
|  |  | 0.52608 | -0.057385 | 5.8753 | 98.5261 | 1.9426 | 1005.8753 | 19.4491
|  |  | 0.0053531 | 0.055368 | -8.4137 | 98.0054 | 2.0554 | 991.5863 | 20.3684
|  |  | 0.047121 | 0.014292 | -2.9711 | 98.0471 | 2.0143 | 997.0289 | 20.0707 | LOI.NORMALE.INVERSE(ALEA();mean; standard deviation)
|  |  | -0.65383 | 0.010328 | 1.5675 | 97.3462 | 2.0103 | 1001.5675 | 20.2652
|  |  | 0.21549 | 0.0060921 | 0.081958 | 98.2155 | 2.0061 | 1000.082 | 20.0182 | if random error, mean = 0
|  |  | 1.0827 | -0.0041242 | -1.6164 | 99.0827 | 1.9959 | 998.3836 | 19.7139
|  |  | -1.119 | -0.0063789 | 7.0105 | 96.881 | 1.9936 | 1007.0105 | 20.3045
|  |  | 0.64443 | 0.0023821 | -0.81545 | 98.6444 | 2.0024 | 999.1845 | 19.8789
|  |  | 0.048051 | 0.019197 | -6.6489 | 98.0481 | 2.0192 | 993.3511 | 20.0442
|  |  | 1.3087 | -0.039562 | 15.5312 | 99.3087 | 1.9604 | 1015.5312 | 19.6594
|  |  | -0.51388 | 0.021636 | 8.8546 | 97.4861 | 2.0216 | 1008.8546 | 20.4963
|  |  | 0.90035 | -0.042504 | -1.3642 | 98.9004 | 1.9575 | 998.6358 | 19.382
|  |  | -0.24206 | 0.034507 | 5.6526 | 97.7579 | 2.0345 | 1005.6526 | 20.5026
|  |  | -0.34962 | 0.025582 | 10.2967 | 97.6504 | 2.0256 | 1010.2967 | 20.5309
|  |  | -0.9739 | 0.0088492 | -5.8374 | 97.0261 | 2.0088 | 994.1626 | 20.1658
|  |  | 1.0746 | 0.05863 | 9.897 | 99.0746 | 2.0586 | 1009.897 | 20.5571
|  |  | 0.18775 | -0.01238 | -9.9618 | 98.1877 | 1.9876 | 990.0382 | 19.6438
|  |  | -0.26044 | 0.056258 | -10.1221 | 97.7396 | 2.0563 | 989.8779 | 20.3961
|  |  | -0.44999 | -0.014046 | 4.8126 | 97.55 | 1.986 | 1004.8126 | 20.0481
|  |  | -0.38516 | -0.009065 | -4.7728 | 97.6148 | 1.9909 | 995.2272 | 19.8927
|  |  | -0.0076608 | -0.02627 | -6.2055 | 97.9923 | 1.9737 | 993.7945 | 19.6215 |  | 19
|  |  | -1.1551 | -0.04791 | 7.7158 | 96.8449 | 1.9521 | 1007.7158 | 19.9111 |  | 19.1
|  |  | 0.087632 | 0.022184 | -3.2263 | 98.0876 | 2.0222 | 996.7737 | 20.1345 |  | 19.2
|  |  | 0.91181 | 0.034698 | 13.5188 | 98.9118 | 2.0347 | 1013.5188 | 20.4287 |  | 19.3
|  |  | -0.14068 | 0.053937 | -4.8419 | 97.8593 | 2.0539 | 995.1581 | 20.4577 |  | 19.4
|  |  | -0.44258 | 0.0068834 | -0.018439 | 97.5574 | 2.0069 | 999.9816 | 20.1563 |  | 19.5
|  |  | -0.67748 | 0.02607 | -6.1494 | 97.3225 | 2.0261 | 993.8506 | 20.2681 |  | 19.6
|  |  | -0.82534 | -0.015198 | 1.4119 | 97.1747 | 1.9848 | 1001.4119 | 20.0445 |  | 19.7
|  |  | 0.049287 | -0.021541 | 6.6406 | 98.0493 | 1.9785 | 1006.6406 | 19.9104 |  | 19.8
|  |  | -1.1201 | 0.042542 | -6.3639 | 96.8799 | 2.0425 | 993.6361 | 20.5165 |  | 19.9
|  |  | 0.57817 | 0.072832 | 3.8584 | 98.5782 | 2.0728 | 1003.8584 | 20.6737 |  | 20
|  |  | 0.63114 | 0.010893 | -12.0875 | 98.6311 | 2.0109 | 987.9125 | 19.7391 |  | 20.1
|  |  | -0.47748 | -0.028004 | 2.4935 | 97.5225 | 1.972 | 1002.4935 | 19.8696 |  | 20.2
|  |  | 0.44682 | 0.017194 | -3.8541 | 98.4468 | 2.0172 | 996.1459 | 20.0014 |  | 20.3
|  |  | 0.062464 | -0.010508 | -1.4523 | 98.0625 | 1.9895 | 998.5477 | 19.8557 |  | 20.4
|  |  | 0.092457 | -0.06033 | 13.8385 | 98.0925 | 1.9397 | 1013.8385 | 19.6588 |  | 20.5
|  |  | -0.15711 | 0.0070294 | 4.426 | 97.8429 | 2.007 | 1004.426 | 20.1894 |  | 20.6
|  |  | 0.24949 | -0.051066 | -5.8193 | 98.2495 | 1.9489 | 994.1807 | 19.3376 |  | 20.7
|  |  | -0.46854 | -0.017589 | -2.1676 | 97.5315 | 1.9824 | 997.8324 | 19.8778 |  | 20.8
|  |  | 0.92001 | -0.017386 | -4.7733 | 98.92 | 1.9826 | 995.2267 | 19.555 |  | 20.9
|  |  | 0.59062 | 0.015752 | 2.451 | 98.5906 | 2.0158 | 1002.451 | 20.0851 |  | 21
|  |  | 1.6407 | -0.029071 | 1.2118 | 99.6407 | 1.9709 | 1001.2118 | 19.4202
|  |  | 0.37516 | -0.0078737 | 30.1867 | 98.3752 | 1.9921 | 1030.1867 | 20.4475
|  |  | 0.1657 | 0.021042 | -6.3883 | 98.1657 | 2.021 | 993.6117 | 20.0439
|  |  | 0.14533 | -0.0011911 | 5.24 | 98.1453 | 1.9988 | 1005.24 | 20.0639
|  |  | 0.24794 | 0.017863 | -6.684 | 98.2479 | 2.0179 | 993.316 | 19.9906
|  |  | 1.0026 | -0.017499 | -0.025874 | 99.0026 | 1.9825 | 999.9741 | 19.6311
|  |  | 0.634 | -0.030004 | 1.9099 | 98.634 | 1.97 | 1001.9099 | 19.6191
|  |  | 0.39265 | 0.0088973 | -8.9159 | 98.3927 | 2.0089 | 991.0841 | 19.8302
|  |  | -0.046243 | -0.013903 | 9.7763 | 97.9538 | 1.9861 | 1009.7763 | 20.0672
|  |  | 0.18518 | 0.011512 | -15.1705 | 98.1852 | 2.0115 | 984.8295 | 19.7711
|  |  | 0.18295 | 0.003975 | -3.9204 | 98.1829 | 2.004 | 996.0796 | 19.9239
|  |  | -0.58335 | 0.016846 | 17.979 | 97.4167 | 2.0168 | 1017.979 | 20.648
|  |  | -0.23241 | -0.028696 | 4.0879 | 97.7676 | 1.9713 | 1004.0879 | 19.8454
|  |  | -0.26344 | 0.05374 | 1.1087 | 97.7366 | 2.0537 | 1001.1087 | 20.6034
|  |  | 0.13044 | 0.0022738 | 5.5175 | 98.1304 | 2.0023 | 1005.5175 | 20.1065
|  |  | -0.89544 | 0.019944 | -2.8169 | 97.1046 | 2.0199 | 997.1831 | 20.3204
|  |  | -0.37904 | -0.04996 | -21.8364 | 97.621 | 1.95 | 978.1636 | 19.1568
|  |  | 0.48016 | 0.010949 | -0.83713 | 98.4802 | 2.0109 | 999.1629 | 19.9945
|  |  | -0.092503 | -0.023109 | -1.33 | 97.9075 | 1.9769 | 998.67 | 19.7655
|  |  | -0.25083 | -0.050852 | -4.4771 | 97.7492 | 1.9491 | 995.5229 | 19.4629
|  |  | -0.35388 | 0.041475 | 1.5309 | 97.6461 | 2.0415 | 1001.5309 | 20.5101
|  |  | -0.70531 | 0.006056 | 1.2085 | 97.2947 | 2.0061 | 1001.2085 | 20.2262
|  |  | 0.16322 | -0.018115 | 2.7283 | 98.1632 | 1.9819 | 1002.7283 | 19.8441
|  |  | 0.083825 | -0.018563 | -0.05156 | 98.0838 | 1.9814 | 999.9484 | 19.8004
|  |  | 0.62197 | 0.013218 | -11.8954 | 98.622 | 2.0132 | 988.1046 | 19.7671
|  |  | 0.30366 | 0.0076476 | 9.4946 | 98.3037 | 2.0076 | 1009.4946 | 20.2042
|  |  | 0.21543 | -0.026157 | -3.0786 | 98.2154 | 1.9738 | 996.9214 | 19.6405
|  |  | -0.9194 | 0.0093183 | -2.9002 | 97.0806 | 2.0093 | 997.0998 | 20.2189
|  |  | 0.17796 | -0.033387 | 3.109 | 98.178 | 1.9666 | 1003.109 | 19.6988
|  |  | 1.3502 | 0.024154 | 4.4792 | 99.3502 | 2.0242 | 1004.4792 | 20.0566
|  |  | 0.3468 | -0.037154 | -3.3181 | 98.3468 | 1.9628 | 996.6819 | 19.5029
|  |  | -0.50182 | -0.0057182 | -14.484 | 97.4982 | 1.9943 | 985.516 | 19.7542
|  |  | 0.35951 | -0.021735 | -4.1292 | 98.3595 | 1.9783 | 995.8708 | 19.6346
|  |  | 0.2613 | 0.00010236 | 7.7378 | 98.2613 | 2.0001 | 1007.7378 | 20.1032
|  |  | 0.22362 | 0.086622 | -3.0177 | 98.2236 | 2.0866 | 996.9823 | 20.7389
|  |  | 0.95312 | -0.060722 | -9.2583 | 98.9531 | 1.9393 | 990.7417 | 19.0433
|  |  | 0.92437 | -0.043024 | -1.7663 | 98.9244 | 1.957 | 998.2337 | 19.3645
|  |  | -0.63196 | -7.0237e-05 | 0.33883 | 97.368 | 1.9999 | 1000.3388 | 20.1333
|  |  | 0.17518 | 0.025988 | 7.6049 | 98.1752 | 2.026 | 1007.6049 | 20.373
|  |  | 0.13604 | 0.032802 | 1.252 | 98.136 | 2.0328 | 1001.252 | 20.3192
|  |  | -0.79704 | -0.0014055 | 7.2413 | 97.203 | 1.9986 | 1007.2413 | 20.2927
|  |  | -0.66696 | -0.031261 | -2.4259 | 97.333 | 1.9687 | 997.5741 | 19.7777
|  |  | -0.1626 | 0.047869 | -1.9053 | 97.8374 | 2.0479 | 998.0947 | 20.4632
|  |  | -0.35809 | -0.0057683 | 5.8228 | 97.6419 | 1.9942 | 1005.8228 | 20.1317
|  |  | -0.60594 | 0.014616 | 13.7941 | 97.3941 | 2.0146 | 1013.7941 | 20.5456
|  |  | 0.37105 | 0.025857 | 1.8578 | 98.371 | 2.0259 | 1001.8578 | 20.216
|  |  | -0.78503 | 0.00044564 | 6.2706 | 97.215 | 2.0004 | 1006.2706 | 20.2891
|  |  | 0.91677 | 0.053079 | -9.7371 | 98.9168 | 2.0531 | 990.2629 | 20.1356
|  |  | 0.17009 | -0.051595 | 2.9992 | 98.1701 | 1.9484 | 1002.9992 | 19.5194
|  |  | -0.32792 | -0.0085613 | -11.2112 | 97.6721 | 1.9914 | 988.7888 | 19.7576
|  |  | 0.076415 | 0.02632 | -1.1156 | 98.0764 | 2.0263 | 998.8844 | 20.2198
|  |  | 0.32149 | 0.0093216 | -3.368 | 98.3215 | 2.0093 | 996.632 | 19.9595
|  |  | -0.002548 | 0.011816 | 4.7467 | 97.9975 | 2.0118 | 1004.7467 | 20.2118
|  |  | 0.060289 | 0.080125 | -1.6531 | 98.0603 | 2.0801 | 998.3469 | 20.7377
|  |  | 0.40898 | 0.048882 | -2.9703 | 98.409 | 2.0489 | 997.0297 | 20.3349
|  |  | -0.94639 | -0.0011823 | 1.0074 | 97.0536 | 1.9988 | 1001.0074 | 20.1997
|  |  | -0.43767 | -0.045625 | -12.9894 | 97.5623 | 1.9544 | 987.0106 | 19.3836
|  |  | 0.23652 | -0.01028 | 9.0579 | 98.2365 | 1.9897 | 1009.0579 | 20.0321
|  |  | -0.52879 | -0.01567 | -14.8483 | 97.4712 | 1.9843 | 985.1517 | 19.6557
|  |  | -0.46642 | 0.0034791 | 5.8388 | 97.5336 | 2.0035 | 1005.8388 | 20.2455
|  |  | 0.33158 | 0.021772 | 0.64889 | 98.3316 | 2.0218 | 1000.6489 | 20.1596
|  |  | -0.42665 | -0.058537 | -13.4054 | 97.5733 | 1.9415 | 986.5946 | 19.2478
|  |  | -0.27429 | -0.0061669 | -6.8419 | 97.7257 | 1.9938 | 993.1581 | 19.8576
|  |  | -0.23637 | 0.002432 | -5.4864 | 97.7636 | 2.0024 | 994.5136 | 19.9612
|  |  | 0.54923 | 0.024781 | 6.2257 | 98.5492 | 2.0248 | 1006.2257 | 20.2576
|  |  | -1.1267 | 0.029793 | 0.42585 | 96.8733 | 2.0298 | 1000.4259 | 20.5318
|  |  | 0.81224 | 0.014637 | 5.987 | 98.8122 | 2.0146 | 1005.987 | 20.1008
|  |  | -0.21786 | -0.010375 | 13.5076 | 97.7821 | 1.9896 | 1013.5076 | 20.2111
|  |  | 0.023767 | 0.033554 | 5.0135 | 98.0238 | 2.0336 | 1005.0135 | 20.4258
|  |  | -0.022865 | 0.00093005 | 7.2605 | 97.9771 | 2.0009 | 1007.2605 | 20.159
|  |  | -1.0504 | -0.023547 | 8.4486 | 96.9496 | 1.9765 | 1008.4486 | 20.1479
|  |  | -0.57389 | -0.034156 | -3.4303 | 97.4261 | 1.9658 | 996.5697 | 19.7109
|  |  | -0.82022 | -0.051201 | 0.63946 | 97.1798 | 1.9488 | 1000.6395 | 19.6719
|  |  | 0.15715 | -0.0035833 | 3.2211 | 98.1571 | 1.9964 | 1003.2211 | 19.9978
|  |  | -0.18928 | 0.0086434 | 2.3504 | 97.8107 | 2.0086 | 1002.3504 | 20.1701
|  |  | -0.71251 | 0.026332 | -15.097 | 97.2875 | 2.0263 | 984.903 | 20.0953
|  |  | -0.37247 | 0.075044 | -1.1658 | 97.6275 | 2.075 | 998.8342 | 20.7881
|  |  | -0.72427 | 0.022427 | -9.798 | 97.2757 | 2.0224 | 990.202 | 20.1677
|  |  | -0.67039 | -0.031975 | 4.3773 | 97.3296 | 1.968 | 1004.3773 | 19.9062
|  |  | 0.67175 | 0.028583 | -7.1888 | 98.6717 | 2.0286 | 992.8112 | 19.9999
|  |  | -0.25174 | 0.040061 | -2.5778 | 97.7483 | 2.0401 | 997.4222 | 20.3912
|  |  | -0.5639 | 0.0033173 | 2.2132 | 97.4361 | 2.0033 | 1002.2132 | 20.1907
|  |  | 0.22618 | 0.04037 | -10.2606 | 98.2262 | 2.0404 | 989.7394 | 20.1407
|  |  | -0.63724 | -0.036484 | -5.4504 | 97.3628 | 1.9635 | 994.5496 | 19.6606
|  |  | -0.45493 | 0.03223 | 4.534 | 97.5451 | 2.0322 | 1004.534 | 20.5011
|  |  | 0.029426 | -0.015301 | -5.5084 | 98.0294 | 1.9847 | 994.4916 | 19.7349
|  |  | -0.2698 | -0.016783 | -5.4186 | 97.7302 | 1.9832 | 994.5814 | 19.7814
|  |  | 0.88083 | 0.0024689 | 6.2802 | 98.8808 | 2.0025 | 1006.2802 | 19.974
|  |  | -0.9317 | -0.030881 | -10.8903 | 97.0683 | 1.9691 | 989.1097 | 19.666
|  |  | 0.19057 | -0.040684 | -5.6814 | 98.1906 | 1.9593 | 994.3186 | 19.4527
|  |  | 0.04908 | 0.00095326 | 19.5656 | 98.0491 | 2.001 | 1019.5656 | 20.3908
|  |  | -0.033754 | -0.074602 | -11.2002 | 97.9662 | 1.9254 | 988.7998 | 19.059
|  |  | 0.24798 | 0.049781 | 10.4357 | 98.248 | 2.0498 | 1010.4357 | 20.6502
|  |  | -0.68567 | -0.0063265 | -3.5287 | 97.3143 | 1.9937 | 996.4713 | 20.0048
|  |  | -0.34599 | -0.0079926 | -3.5605 | 97.654 | 1.992 | 996.4395 | 19.9197
|  |  | 0.4295 | 0.073814 | 19.1175 | 98.4295 | 2.0738 | 1019.1175 | 21.0288
|  |  | 0.81238 | 0.027072 | 6.4813 | 98.8124 | 2.0271 | 1006.4813 | 20.2323
|  |  | 0.14714 | 0.038707 | 8.7178 | 98.1471 | 2.0387 | 1008.7178 | 20.5267
|  |  | -0.16975 | -0.0080864 | 7.7201 | 97.8302 | 1.9919 | 1007.7201 | 20.1087
|  |  | 0.017923 | 0.010862 | -0.23138 | 98.0179 | 2.0109 | 999.7686 | 20.0982
|  |  | 0.44611 | -0.0098759 | 5.9918 | 98.4461 | 1.9901 | 1005.9918 | 19.9335
|  |  | -0.45234 | -0.086336 | -2.6851 | 97.5477 | 1.9137 | 997.3149 | 19.1886
|  |  | 0.22477 | 0.031344 | 2.3027 | 98.2248 | 2.0313 | 1002.3027 | 20.3082
|  |  | 0.84081 | -0.014212 | 1.5108 | 98.8408 | 1.9858 | 1001.5108 | 19.7248
|  |  | -0.56348 | -0.00040867 | -3.1443 | 97.4365 | 1.9996 | 996.8557 | 20.0461
|  |  | 0.69934 | -0.0064193 | -6.7894 | 98.6993 | 1.9936 | 993.2106 | 19.6642
|  |  | -0.035389 | 0.017881 | -6.5796 | 97.9646 | 2.0179 | 993.4204 | 20.0495
|  |  | 1.1015 | -0.030039 | -13.1088 | 99.1015 | 1.97 | 986.8912 | 19.2353
|  |  | 0.79568 | -0.035178 | -2.5736 | 98.7957 | 1.9648 | 997.4264 | 19.4497
|  |  | 0.20471 | 0.013818 | -0.67574 | 98.2047 | 2.0138 | 999.3243 | 20.0807
|  |  | 0.81671 | 0.0068128 | 7.6974 | 98.8167 | 2.0068 | 1007.6974 | 20.0574
|  |  | -0.49694 | -0.011449 | -2.1539 | 97.5031 | 1.9886 | 997.8461 | 19.9441
|  |  | -0.083642 | 0.030473 | 0.50399 | 97.9164 | 2.0305 | 1000.504 | 20.3258
|  |  | 0.46423 | -0.017904 | -15.0939 | 98.4642 | 1.9821 | 984.9061 | 19.435
|  |  | -0.31032 | 0.087474 | 6.6656 | 97.6897 | 2.0875 | 1006.6656 | 21.0608
|  |  | 0.10655 | -0.063327 | -3.8277 | 98.1066 | 1.9367 | 996.1723 | 19.2843
|  |  | 0.041436 | -0.031281 | -1.799 | 98.0414 | 1.9687 | 998.201 | 19.6498
|  |  | -1.7915 | 0.023279 | -2.9241 | 96.2085 | 2.0233 | 997.0759 | 20.5368
|  |  | 0.65568 | 0.0035804 | -6.1662 | 98.6557 | 2.0036 | 993.8338 | 19.7818
|  |  | -0.15989 | -0.033687 | 1.6701 | 97.8401 | 1.9663 | 1001.6701 | 19.7342
|  |  | 0.034115 | 0.0038914 | 17.6518 | 98.0341 | 2.0039 | 1017.6518 | 20.3849
|  |  | -0.060532 | 0.0097647 | 2.1934 | 97.9395 | 2.0098 | 1002.1934 | 20.152
|  |  | -0.29846 | 0.0011815 | 11.1684 | 97.7015 | 2.0012 | 1011.1684 | 20.2956
|  |  | 0.057671 | -0.033032 | 7.157 | 98.0577 | 1.967 | 1007.157 | 19.8056
|  |  | 0.70222 | -0.036013 | 3.3465 | 98.7022 | 1.964 | 1003.3465 | 19.5752
|  |  | -0.85512 | -0.011339 | -6.5421 | 97.1449 | 1.9887 | 993.4579 | 19.9292
|  |  | 0.30967 | 0.073206 | -3.2878 | 98.3097 | 2.0732 | 996.7122 | 20.5851
|  |  | 0.92085 | -0.035595 | -5.2534 | 98.9209 | 1.9644 | 994.7466 | 19.3694
|  |  | 0.97299 | -0.0079217 | -5.1041 | 98.973 | 1.9921 | 994.8959 | 19.6297
|  |  | -0.31865 | -0.013486 | -4.8868 | 97.6813 | 1.9865 | 995.1132 | 19.8339
|  |  | 0.1105 | -0.0067705 | 6.5554 | 98.1105 | 1.9932 | 1006.5554 | 20.0422
|  |  | 0.12424 | -0.0034931 | -13.977 | 98.1242 | 1.9965 | 986.023 | 19.6623
|  |  | 0.65224 | -0.00045401 | -11.6919 | 98.6522 | 1.9995 | 988.3081 | 19.6337
|  |  | -0.85352 | 0.027704 | 0.10351 | 97.1465 | 2.0277 | 1000.1035 | 20.448
|  |  | 0.50565 | -0.060189 | -3.6522 | 98.5056 | 1.9398 | 996.3478 | 19.2416
|  |  | 0.51651 | 0.020027 | 9.8348 | 98.5165 | 2.02 | 1009.8348 | 20.2901
|  |  | -0.11205 | -0.008863 | -6.6688 | 97.888 | 1.9911 | 993.3312 | 19.8025
|  |  | 0.33347 | -0.008322 | 8.7934 | 98.3335 | 1.9917 | 1008.7934 | 20.0268
|  |  | 1.4112 | -0.010084 | -0.44326 | 99.4112 | 1.9899 | 999.5567 | 19.6155
|  |  | -0.62409 | -0.011039 | -6.0032 | 97.3759 | 1.989 | 993.9968 | 19.8966
|  |  | 0.14026 | -0.018182 | 0.66083 | 98.1403 | 1.9818 | 1000.6608 | 19.8071
|  |  | 0.064512 | -0.0076352 | -6.1339 | 98.0645 | 1.9924 | 993.8661 | 19.7902
|  |  | -0.23379 | -0.015261 | 13.8152 | 97.7662 | 1.9847 | 1013.8152 | 20.1718
|  |  | 0.087541 | 0.007699 | 0.97953 | 98.0875 | 2.0077 | 1000.9795 | 20.0775
|  |  | -0.86391 | -0.00032005 | -2.8378 | 97.1361 | 1.9997 | 997.1622 | 20.1139
|  |  | 1.0245 | -0.04942 | 9.038 | 99.0245 | 1.9506 | 1009.038 | 19.492
|  |  | -0.88326 | -0.045744 | -12.4476 | 97.1167 | 1.9543 | 987.5524 | 19.4803
|  |  | 0.51661 | 0.038696 | -12.8264 | 98.5166 | 2.0387 | 987.1736 | 20.0143
|  |  | 0.12293 | 0.00020051 | -0.99952 | 98.1229 | 2.0002 | 999.0005 | 19.9574
|  |  | 1.0825 | -0.015828 | -9.4605 | 99.0825 | 1.9842 | 990.5395 | 19.4466
|  |  | 0.82377 | -0.019411 | 10.744 | 98.8238 | 1.9806 | 1010.744 | 19.859
|  |  | -0.026831 | -0.033804 | 19.2062 | 97.9732 | 1.9662 | 1019.2062 | 20.0518
|  |  | -0.50024 | -0.034769 | -9.29 | 97.4998 | 1.9652 | 990.71 | 19.5745
|  |  | 0.21232 | 0.03899 | 11.7086 | 98.2123 | 2.039 | 1011.7086 | 20.5769
|  |  | 0.13515 | -0.020523 | 0.8016 | 98.1352 | 1.9795 | 1000.8016 | 19.788
|  |  | 0.65229 | 0.048522 | -5.7594 | 98.6523 | 2.0485 | 994.2406 | 20.2255
|  |  | -0.36475 | 0.030261 | 1.2664 | 97.6353 | 2.0303 | 1001.2664 | 20.3965
|  |  | 0.67042 | -0.013163 | -3.575 | 98.6704 | 1.9868 | 996.425 | 19.6681
|  |  | -0.63637 | 0.018582 | -6.688 | 97.3636 | 2.0186 | 993.312 | 20.1755
|  |  | -0.062573 | 0.010106 | -0.01672 | 97.9374 | 2.0101 | 999.9833 | 20.1113
|  |  | 0.99881 | -0.026776 | 2.3924 | 98.9988 | 1.9732 | 1002.3924 | 19.589
|  |  | -0.02719 | 0.04286 | -3.3922 | 97.9728 | 2.0429 | 996.6078 | 20.3561
|  |  | -0.22172 | 0.039137 | -6.2214 | 97.7783 | 2.0391 | 993.7786 | 20.3016
|  |  | 0.53454 | -0.0077912 | -2.2556 | 98.5345 | 1.9922 | 997.7444 | 19.773
|  |  | 0.40215 | -0.031044 | 6.1185 | 98.4021 | 1.969 | 1006.1185 | 19.7368
|  |  | 0.0054597 | -0.049922 | -9.3498 | 98.0055 | 1.9501 | 990.6502 | 19.327
|  |  | -0.29499 | -0.044323 | 0.92861 | 97.705 | 1.9557 | 1000.9286 | 19.6416
|  |  | -1.1752 | 0.038354 | -17.0698 | 96.8248 | 2.0384 | 982.9302 | 20.266
|  |  | 0.2194 | -0.07406 | 6.4677 | 98.2194 | 1.9259 | 1006.4677 | 19.3558
|  |  | -0.90161 | 0.022708 | 4.017 | 97.0984 | 2.0227 | 1004.017 | 20.4884
|  |  | 0.5415 | -0.016788 | -4.3329 | 98.5415 | 1.9832 | 995.6671 | 19.6431
|  |  | -0.4653 | 0.0074097 | 2.1995 | 97.5347 | 2.0074 | 1002.1995 | 20.2108
|  |  | 0.26305 | -0.016009 | 8.1824 | 98.2631 | 1.984 | 1008.1824 | 19.953
|  |  | -0.0017395 | -0.027559 | -9.7889 | 97.9983 | 1.9724 | 990.2111 | 19.5371
|  |  | 1.5442 | -0.0082517 | 8.1271 | 99.5442 | 1.9917 | 1008.1271 | 19.7756
|  |  | 0.25291 | 0.040554 | -4.3015 | 98.2529 | 2.0406 | 995.6985 | 20.2583
|  |  | -0.65987 | -0.0016674 | 12.1513 | 97.3401 | 1.9983 | 1012.1513 | 20.3608
|  |  | 0.12435 | -0.043835 | -13.6892 | 98.1244 | 1.9562 | 986.3108 | 19.2783
|  |  | 0.62358 | -0.017348 | 5.4494 | 98.6236 | 1.9827 | 1005.4494 | 19.8144
|  |  | -0.91052 | -0.03908 | 4.111 | 97.0895 | 1.9609 | 1004.111 | 19.8786
|  |  | -1.6485 | -0.023574 | -13.3945 | 96.3515 | 1.9764 | 986.6055 | 19.8311
|  |  | -0.95842 | 0.017509 | -7.3197 | 97.0416 | 2.0175 | 992.6803 | 20.2176
|  |  | -0.047273 | -0.027992 | -8.6968 | 97.9527 | 1.972 | 991.3032 | 19.5633
|  |  | -0.0095748 | -0.051521 | 9.89 | 97.9904 | 1.9485 | 1009.89 | 19.6895
|  |  | -0.29889 | -0.052521 | -1.5478 | 97.7011 | 1.9475 | 998.4522 | 19.5132
|  |  | -0.040262 | 0.0088415 | 7.2106 | 97.9597 | 2.0088 | 1007.2106 | 20.2396
|  |  | 0.25739 | 0.059444 | 16.1817 | 98.2574 | 2.0594 | 1016.1817 | 20.8616
|  |  | 0.90633 | 0.0044508 | -17.8794 | 98.9063 | 2.0045 | 982.1206 | 19.5084
|  |  | -0.38049 | 0.0056469 | -7.6319 | 97.6195 | 2.0056 | 992.3681 | 19.9783
|  |  | -1.1991 | 0.037517 | 4.6605 | 96.8009 | 2.0375 | 1004.6605 | 20.7107
|  |  | 0.64631 | 0.03201 | 2.1063 | 98.6463 | 2.032 | 1002.1063 | 20.2257
|  |  | -0.82022 | -0.031728 | 1.3767 | 97.1798 | 1.9683 | 1001.3767 | 19.8792
|  |  | 0.70771 | -0.063419 | 9.8654 | 98.7077 | 1.9366 | 1009.8654 | 19.4317
|  |  | -0.60718 | 0.017457 | 7.901 | 97.3928 | 2.0175 | 1007.901 | 20.4546
|  |  | -0.37007 | 0.005981 | 0.51907 | 97.6299 | 2.006 | 1000.5191 | 20.1436
|  |  | -0.7342 | -0.0053913 | -10.7386 | 97.2658 | 1.9946 | 989.2614 | 19.8789
|  |  | -0.27627 | 0.016243 | 9.8474 | 97.7237 | 2.0162 | 1009.8474 | 20.4141
|  |  | 0.71726 | 0.019266 | 6.9352 | 98.7173 | 2.0193 | 1006.9352 | 20.184
|  |  | 0.15184 | 0.0054573 | -2.2535 | 98.1518 | 2.0055 | 997.7465 | 19.978
|  |  | 0.27355 | -0.067968 | 0.6433 | 98.2735 | 1.932 | 1000.6433 | 19.2931
|  |  | 0.71232 | 0.023532 | 7.0774 | 98.7123 | 2.0235 | 1007.0774 | 20.2297
|  |  | 0.094212 | -0.018215 | 5.003 | 98.0942 | 1.9818 | 1005.003 | 19.9019
|  |  | -0.28038 | 0.016202 | 12.9941 | 97.7196 | 2.0162 | 1012.9941 | 20.4781
|  |  | -0.021762 | 0.011651 | -12.7987 | 97.9782 | 2.0117 | 987.2013 | 19.8611
|  |  | -0.17856 | 0.0048096 | 2.1534 | 97.8214 | 2.0048 | 1002.1534 | 20.1262
|  |  | 0.2429 | 0.0025331 | 12.7391 | 98.2429 | 2.0025 | 1012.7391 | 20.2308
|  |  | -0.68838 | -0.0081569 | 9.191 | 97.3116 | 1.9918 | 1009.191 | 20.2425
|  |  | -0.20657 | 0.022347 | 7.6054 | 97.7934 | 2.0223 | 1007.6054 | 20.4149
|  |  | -0.25766 | 0.028153 | 7.3545 | 97.7423 | 2.0282 | 1007.3545 | 20.4777
|  |  | -0.03488 | 0.038802 | 11.3817 | 97.9651 | 2.0388 | 1011.3817 | 20.6193
|  |  | 0.71767 | -0.034082 | 3.4259 | 98.7177 | 1.9659 | 1003.4259 | 19.5926
|  |  | -0.33923 | -0.03299 | -4.9616 | 97.6608 | 1.967 | 995.0384 | 19.6456
|  |  | -0.6044 | -0.067587 | 14.3441 | 97.3956 | 1.9324 | 1014.3441 | 19.7339
|  |  | -0.013591 | -0.0081907 | -5.9305 | 97.9864 | 1.9918 | 994.0695 | 19.8043
|  |  | -0.14271 | -0.020934 | 1.6427 | 97.8573 | 1.9791 | 1001.6427 | 19.8557
|  |  | 0.29005 | 0.043216 | -4.1237 | 98.29 | 2.0432 | 995.8763 | 20.2803
|  |  | 0.98298 | -0.0066085 | 10.1112 | 98.983 | 1.9934 | 1010.1112 | 19.9408
|  |  | 0.92297 | 0.018533 | 3.2821 | 98.923 | 2.0185 | 1003.2821 | 20.0627
|  |  | -0.27025 | 0.0028393 | 12.5547 | 97.7298 | 2.0028 | 1012.5547 | 20.3342
|  |  | -0.78256 | 0.04284 | 3.084 | 97.2174 | 2.0428 | 1003.084 | 20.6441
|  |  | 0.19383 | 0.00079138 | -1.979 | 98.1938 | 2.0008 | 998.021 | 19.9295
|  |  | 0.8998 | 0.014556 | -1.113 | 98.8998 | 2.0146 | 998.887 | 19.9408
|  |  | -0.25423 | 0.041426 | -14.1574 | 97.7458 | 2.0414 | 985.8426 | 20.1682
|  |  | -0.050161 | 0.021757 | 1.0515 | 97.9498 | 2.0218 | 1001.0515 | 20.2446
|  |  | 0.0054714 | 0.058838 | 2.4821 | 98.0055 | 2.0588 | 1002.4821 | 20.6262
|  |  | -0.24015 | 0.058192 | -9.0031 | 97.7599 | 2.0582 | 990.9969 | 20.4338
|  |  | 0.56396 | -0.014069 | -3.8738 | 98.564 | 1.9859 | 996.1262 | 19.6742
|  |  | -1.4868 | -0.0033995 | -11.3966 | 96.5132 | 1.9966 | 988.6034 | 20.037
|  |  | -0.48139 | -0.026382 | 4.118 | 97.5186 | 1.9736 | 1004.118 | 19.9186
|  |  | 0.98535 | -0.022422 | -13.9915 | 98.9853 | 1.9776 | 986.0085 | 19.3131
|  |  | 0.21594 | -0.039869 | 6.8391 | 98.2159 | 1.9601 | 1006.8391 | 19.7007
|  |  | -0.3422 | -0.0098529 | -2.0157 | 97.6578 | 1.9901 | 997.9843 | 19.9315
|  |  | -0.76877 | -0.023337 | 11.6893 | 97.2312 | 1.9767 | 1011.6893 | 20.1574
|  |  | -0.83858 | 0.016585 | -18.7326 | 97.1614 | 2.0166 | 981.2674 | 19.9521
|  |  | 0.41628 | 0.01618 | 2.1911 | 98.4163 | 2.0162 | 1002.1911 | 20.119
|  |  | -0.077779 | -0.033385 | 9.627 | 97.9222 | 1.9666 | 1009.627 | 19.8776
|  |  | -0.57398 | -0.0038636 | 1.6091 | 97.426 | 1.9961 | 1001.6091 | 20.1097
|  |  | 0.94185 | -0.066811 | -5.5546 | 98.9419 | 1.9332 | 994.4454 | 19.0577
|  |  | 0.48914 | 0.017142 | 5.0554 | 98.4891 | 2.0171 | 1005.0554 | 20.1713
|  |  | 0.23471 | -0.025352 | -2.3814 | 98.2347 | 1.9746 | 997.6186 | 19.6583
|  |  | -0.0022358 | 0.037464 | -10.5802 | 97.9978 | 2.0375 | 989.4198 | 20.152
|  |  | -0.29702 | 0.038536 | -1.988 | 97.703 | 2.0385 | 998.012 | 20.3976
|  |  | -0.93505 | -0.011309 | 4.1248 | 97.065 | 1.9887 | 1004.1248 | 20.1597
|  |  | -0.5349 | -0.058185 | -4.3648 | 97.4651 | 1.9418 | 995.6352 | 19.4487
|  |  | 0.20126 | 0.045918 | 5.5405 | 98.2013 | 2.0459 | 1005.5405 | 20.5218
|  |  | 1.4901 | -0.067552 | -12.8492 | 99.4901 | 1.9324 | 987.1508 | 18.8086
|  |  | -0.93845 | -0.026319 | 17.5217 | 97.0616 | 1.9737 | 1017.5217 | 20.2783
|  |  | 0.16107 | 0.017883 | 12.449 | 98.1611 | 2.0179 | 1012.449 | 20.3935
|  |  | 0.86627 | -0.068519 | -1.2117 | 98.8663 | 1.9315 | 998.7883 | 19.1387
|  |  | 0.69098 | -0.02801 | 8.7356 | 98.691 | 1.972 | 1008.7356 | 19.7612
|  |  | 0.28519 | -0.00035231 | -3.4817 | 98.2852 | 1.9996 | 996.5183 | 19.8703
|  |  | -0.14871 | 0.041736 | 1.4925 | 97.8513 | 2.0417 | 1001.4925 | 20.4697
|  |  | 0.47111 | 0.00085341 | -3.9347 | 98.4711 | 2.0009 | 996.0653 | 19.8362
|  |  | -0.2531 | 0.0046164 | -10.9063 | 97.7469 | 2.0046 | 989.0937 | 19.8769
|  |  | 0.40024 | 0.0052373 | 6.429 | 98.4002 | 2.0052 | 1006.429 | 20.0998
|  |  | 0.02408 | -0.020624 | 0.74693 | 98.0241 | 1.9794 | 1000.7469 | 19.8079
|  |  | -0.61915 | 0.0086278 | -3.1994 | 97.3809 | 2.0086 | 996.8006 | 20.145
|  |  | -0.12951 | -0.011326 | 4.1013 | 97.8705 | 1.9887 | 1004.1013 | 19.9965
|  |  | 0.013556 | -0.023223 | 7.7135 | 98.0136 | 1.9768 | 1007.7135 | 19.9222
|  |  | 0.16142 | -0.030005 | -5.9276 | 98.1614 | 1.97 | 994.0724 | 19.5575
|  |  | 0.46027 | 0.021032 | 2.2491 | 98.4603 | 2.021 | 1002.2491 | 20.1588
|  |  | 0.75403 | -0.049663 | 1.4728 | 98.754 | 1.9503 | 1001.4728 | 19.3955
|  |  | 0.84412 | 0.0092382 | 0.24212 | 98.8441 | 2.0092 | 1000.2421 | 19.9272
|  |  | 0.53203 | -0.036141 | 5.9709 | 98.532 | 1.9639 | 1005.9709 | 19.6584
|  |  | -0.17354 | -0.056502 | -5.8675 | 97.8265 | 1.9435 | 994.1325 | 19.3655
|  |  | 0.427 | -0.014266 | 2.6022 | 98.427 | 1.9857 | 1002.6022 | 19.8272
|  |  | -0.71066 | 0.0031029 | -7.9805 | 97.2893 | 2.0031 | 992.0195 | 20.0128
|  |  | -0.086883 | 0.021055 | 0.11148 | 97.9131 | 2.0211 | 1000.1115 | 20.2261
|  |  | -0.38232 | -0.016999 | -1.7539 | 97.6177 | 1.983 | 998.2461 | 19.8746
|  |  | -0.19315 | -0.0077967 | 9.3727 | 97.8069 | 1.9922 | 1009.3727 | 20.1492
|  |  | 0.14088 | 0.021305 | 1.4313 | 98.1409 | 2.0213 | 1001.4313 | 20.2092
|  |  | -0.8493 | -0.041822 | -0.42469 | 97.1507 | 1.9582 | 999.5753 | 19.7495
|  |  | 0.15875 | 0.060844 | 10.4347 | 98.1588 | 2.0608 | 1010.4347 | 20.7779
|  |  | 0.54136 | 0.043499 | 2.1604 | 98.5414 | 2.0435 | 1002.1604 | 20.3601
|  |  | -0.13435 | 0.010377 | -12.3554 | 97.8656 | 2.0104 | 987.6446 | 19.88
|  |  | -0.68209 | 0.032123 | -3.7805 | 97.3179 | 2.0321 | 996.2195 | 20.3768
|  |  | 0.21899 | 0.021435 | -1.3875 | 98.219 | 2.0214 | 998.6125 | 20.1379
|  |  | 0.3512 | -0.028885 | 7.0875 | 98.3512 | 1.9711 | 1007.0875 | 19.7871
|  |  | -1.0884 | 0.023115 | 14.7388 | 96.9116 | 2.0231 | 1014.7388 | 20.7504
|  |  | -0.076436 | -0.0068952 | 0.6986 | 97.9236 | 1.9931 | 1000.6986 | 19.9616
|  |  | -0.18186 | 0.015577 | 3.2755 | 97.8181 | 2.0156 | 1003.2755 | 20.2555
|  |  | -0.27014 | 0.045592 | -17.9172 | 97.7299 | 2.0456 | 982.0828 | 20.1346
|  |  | 0.45505 | -0.028565 | -4.1137 | 98.455 | 1.9714 | 995.8863 | 19.5499
|  |  | 0.63543 | 0.024384 | -0.56844 | 98.6354 | 2.0244 | 999.4316 | 20.0997
|  |  | -0.25829 | 0.013845 | -12.8431 | 97.7417 | 2.0138 | 987.1569 | 19.9285
|  |  | -0.98697 | 0.0023183 | -5.035 | 97.013 | 2.0023 | 994.965 | 20.1205
|  |  | -0.21055 | 0.0069388 | -0.025833 | 97.7895 | 2.0069 | 999.9742 | 20.1098
|  |  | 0.63208 | -0.023439 | 2.9925 | 98.6321 | 1.9766 | 1002.9925 | 19.7048
|  |  | -0.60087 | 0.041238 | -14.1993 | 97.3991 | 2.0412 | 985.8007 | 20.2358
|  |  | 0.079425 | 0.076805 | -13.4914 | 98.0794 | 2.0768 | 986.5086 | 20.4559
|  |  | 1.2145 | -0.041889 | 3.516 | 99.2145 | 1.9581 | 1003.516 | 19.4222
|  |  | 0.24823 | -0.060188 | -6.0592 | 98.2482 | 1.9398 | 993.9408 | 19.2444
|  |  | -0.097054 | -0.036259 | 11.2018 | 97.9029 | 1.9637 | 1011.2018 | 19.8839
|  |  | 1.1129 | 0.04559 | -11.8471 | 99.1129 | 2.0456 | 988.1529 | 19.9821
|  |  | -0.16987 | -0.020948 | 1.7091 | 97.8301 | 1.9791 | 1001.7091 | 19.8622
|  |  | -0.0026492 | 0.0058626 | -6.9929 | 97.9974 | 2.0059 | 993.0071 | 19.9177
|  |  | 0.44058 | 0.016291 | -1.7125 | 98.4406 | 2.0163 | 998.2875 | 20.0368
|  |  | 0.37602 | -0.015695 | -8.0537 | 98.376 | 1.9843 | 991.9463 | 19.6126
|  |  | 0.60527 | 0.043302 | 3.9211 | 98.6053 | 2.0433 | 1003.9211 | 20.381
|  |  | 0.44363 | -0.012955 | -6.1537 | 98.4436 | 1.987 | 993.8463 | 19.6635
|  |  | -0.11838 | 0.026118 | 3.6886 | 97.8816 | 2.0261 | 1003.6886 | 20.3547
|  |  | -0.098498 | -0.039391 | 11.8902 | 97.9015 | 1.9606 | 1011.8902 | 19.8666
|  |  | 0.37579 | -0.0081865 | 2.6606 | 98.3758 | 1.9918 | 1002.6606 | 19.898
|  |  | -0.090133 | -0.040112 | 7.9312 | 97.9099 | 1.9599 | 1007.9312 | 19.7801
|  |  | 0.28159 | 0.0063203 | -0.085346 | 98.2816 | 2.0063 | 999.9147 | 20.0039
|  |  | -0.19446 | -0.029901 | 10.4186 | 97.8055 | 1.9701 | 1010.4186 | 19.951
|  |  | -0.61472 | 0.0092739 | -2.1248 | 97.3853 | 2.0093 | 997.8752 | 20.1722
|  |  | 0.61999 | 0.04747 | 1.3575 | 98.62 | 2.0475 | 1001.3575 | 20.3666
|  |  | -0.33092 | 0.015968 | 5.3584 | 97.6691 | 2.016 | 1005.3584 | 20.3317
|  |  | 0.66017 | 0.044402 | -10.222 | 98.6602 | 2.0444 | 989.778 | 20.0935
|  |  | -0.31128 | -0.015004 | 4.611 | 97.6887 | 1.985 | 1004.611 | 20.0068
|  |  | 1.3449 | 0.02509 | 3.5274 | 99.3449 | 2.0251 | 1003.5274 | 20.0477
|  |  | 0.29709 | -0.0060158 | 2.9007 | 98.2971 | 1.994 | 1002.9007 | 19.9396
|  |  | -0.6588 | 0.0087708 | -3.0247 | 97.3412 | 2.0088 | 996.9753 | 20.158
|  |  | -0.10716 | -0.041741 | -17.533 | 97.8928 | 1.9583 | 982.467 | 19.2679
|  |  | 0.47257 | -0.012566 | -2.5534 | 98.4726 | 1.9874 | 997.4466 | 19.7328
|  |  | -0.62199 | -0.029354 | -7.0189 | 97.378 | 1.9706 | 992.9811 | 19.6964
|  |  | -0.06522 | 0.00011158 | 5.7071 | 97.9348 | 2.0001 | 1005.7071 | 20.1284
|  |  | -0.7655 | -0.0041358 | -2.5326 | 97.2345 | 1.9959 | 997.4674 | 20.0625
|  |  | 0.17134 | 0.049525 | -14.4425 | 98.1713 | 2.0495 | 985.5575 | 20.1547
|  |  | 0.41744 | -0.032778 | -7.0996 | 98.4174 | 1.9672 | 992.9004 | 19.4577
|  |  | 0.57615 | 0.028289 | 2.6827 | 98.5761 | 2.0283 | 1002.6827 | 20.2151
|  |  | 0.50326 | -0.008462 | 10.9151 | 98.5033 | 1.9915 | 1010.9151 | 20.0336
|  |  | -0.37016 | 0.022776 | 14.5345 | 97.6298 | 2.0228 | 1014.5345 | 20.5933
|  |  | 0.64001 | -0.019254 | 11.7357 | 98.64 | 1.9807 | 1011.7357 | 19.9163
|  |  | 0.088344 | -0.000888 | -7.155 | 98.0883 | 1.9991 | 992.845 | 19.8307
|  |  | -1.1988 | 0.02445 | -3.7334 | 96.8012 | 2.0245 | 996.2666 | 20.4086
|  |  | 0.34521 | 0.022117 | -6.34 | 98.3452 | 2.0221 | 993.66 | 20.0194
|  |  | -0.0069498 | 0.040567 | 0.89235 | 97.9931 | 2.0406 | 1000.8924 | 20.417
|  |  | 0.49805 | -0.034026 | -9.5576 | 98.4981 | 1.966 | 990.4424 | 19.3819
|  |  | -0.29793 | 0.018575 | 2.2322 | 97.7021 | 2.0186 | 1002.2322 | 20.2875
|  |  | 0.151 | -0.007545 | -1.9629 | 98.151 | 1.9925 | 998.0371 | 19.857
|  |  | 0.249 | -0.010905 | -2.6373 | 98.249 | 1.9891 | 997.3627 | 19.7914
|  |  | -0.21106 | -0.0012725 | 7.3158 | 97.7889 | 1.9987 | 1007.3158 | 20.1763
|  |  | -0.25263 | 0.018969 | 0.29316 | 97.7474 | 2.019 | 1000.2932 | 20.2429
|  |  | 0.28217 | -0.016933 | -11.815 | 98.2822 | 1.9831 | 988.185 | 19.5445
|  |  | -0.89825 | 0.021748 | 9.5637 | 97.1017 | 2.0217 | 1009.5637 | 20.5913
|  |  | -0.38646 | -0.043437 | -7.3673 | 97.6135 | 1.9566 | 992.6327 | 19.5053
|  |  | -0.80463 | 0.013208 | -9.5631 | 97.1954 | 2.0132 | 990.4369 | 20.0986
|  |  | 0.1803 | -0.0066783 | 8.1926 | 98.1803 | 1.9933 | 1008.1926 | 20.0617
|  |  | 0.054094 | 0.067644 | -2.9167 | 98.0541 | 2.0676 | 997.0833 | 20.5911
|  |  | 0.77979 | 0.027522 | -3.7411 | 98.7798 | 2.0275 | 996.2589 | 20.0376
|  |  | -0.097549 | 0.03339 | -5.3237 | 97.9025 | 2.0334 | 994.6763 | 20.2386
|  |  | -0.036449 | -0.010647 | 2.2007 | 97.9636 | 1.9894 | 1002.2007 | 19.9467
|  |  | 0.035013 | 0.038435 | 6.9434 | 98.035 | 2.0384 | 1006.9434 | 20.5108
|  |  | 0.11282 | -0.056866 | -3.1166 | 98.1128 | 1.9431 | 996.8834 | 19.3599
|  |  | 0.56585 | 0.0088496 | 9.5914 | 98.5659 | 2.0088 | 1009.5914 | 20.1653
|  |  | 0.27988 | -0.0045231 | 4.1299 | 98.2799 | 1.9955 | 1004.1299 | 19.9822
|  |  | 0.84906 | 0.060335 | -14.601 | 98.8491 | 2.0603 | 985.399 | 20.1196
|  |  | -0.072519 | -0.0028693 | 6.8276 | 97.9275 | 1.9971 | 1006.8276 | 20.1228
|  |  | 0.64291 | -0.024665 | -2.5262 | 98.6429 | 1.9753 | 997.4738 | 19.5824
|  |  | 0.02798 | 0.031189 | 5.5328 | 98.028 | 2.0312 | 1005.5328 | 20.4122
|  |  | 0.79859 | 0.044578 | -5.8475 | 98.7986 | 2.0446 | 994.1525 | 20.1563
|  |  | -0.64154 | -0.037402 | 2.7637 | 97.3585 | 1.9626 | 1002.7637 | 19.8147
|  |  | -0.039895 | -0.0099827 | 7.1271 | 97.9601 | 1.99 | 1007.1271 | 20.052
|  |  | -0.62472 | 0.014291 | 3.0432 | 97.3753 | 2.0143 | 1003.0432 | 20.3283
|  |  | 0.67744 | 0.051275 | -4.1023 | 98.6774 | 2.0513 | 995.8977 | 20.2808
|  |  | 0.081502 | 0.031276 | 4.6593 | 98.0815 | 2.0313 | 1004.6593 | 20.3844
|  |  | 0.09161 | 0.055478 | -19.1256 | 98.0916 | 2.0555 | 980.8744 | 20.132
|  |  | 0.50022 | -0.089387 | -7.7979 | 98.5002 | 1.9106 | 992.2021 | 18.8796
|  |  | -0.28366 | 0.017042 | -4.7733 | 97.7163 | 2.017 | 995.2267 | 20.1278
|  |  | -0.21204 | -0.0025654 | -6.1635 | 97.788 | 1.9974 | 993.8365 | 19.8939
|  |  | -0.42309 | 0.015112 | 0.81926 | 97.5769 | 2.0151 | 1000.8193 | 20.2502
|  |  | -0.1886 | 0.08767 | 11.6784 | 97.8114 | 2.0877 | 1011.6784 | 21.1418
|  |  | 0.15294 | 0.0099198 | 5.4274 | 98.1529 | 2.0099 | 1005.4274 | 20.1754
|  |  | 0.13545 | -0.065711 | -7.1416 | 98.1354 | 1.9343 | 992.8584 | 19.1914
|  |  | 1.165 | 0.0041818 | 0.6203 | 99.165 | 2.0042 | 1000.6203 | 19.8225
|  |  | 1.3161 | 0.05165 | 7.452 | 99.3161 | 2.0517 | 1007.452 | 20.3905
|  |  | -0.60507 | -0.021 | -9.0311 | 97.3949 | 1.979 | 990.9689 | 19.7348
|  |  | 0.54554 | -0.027678 | -4.7047 | 98.5455 | 1.9723 | 995.2953 | 19.5293
|  |  | 0.20899 | 0.0011144 | 13.5362 | 98.209 | 2.0011 | 1013.5362 | 20.2395
|  |  | 0.81753 | -0.051063 | -15.0865 | 98.8175 | 1.9489 | 984.9135 | 19.0493
|  |  | 0.35546 | -0.0083841 | 6.1506 | 98.3555 | 1.9916 | 1006.1506 | 19.9693
|  |  | 0.022956 | -0.042604 | 13.33 | 98.023 | 1.9574 | 1013.33 | 19.8388
|  |  | -0.014476 | 0.029853 | -4.0576 | 97.9855 | 2.0299 | 995.9424 | 20.2131
|  |  | -0.39758 | 0.033423 | 3.1586 | 97.6024 | 2.0334 | 1003.1586 | 20.473
|  |  | 0.069804 | -0.0013395 | 6.162 | 98.0698 | 1.9987 | 1006.162 | 20.096
|  |  | -0.1617 | -0.0041459 | -5.6115 | 97.8383 | 1.9959 | 994.3885 | 19.8795
|  |  | 0.22443 | -0.0043411 | -16.4163 | 98.2244 | 1.9957 | 983.5837 | 19.5859
|  |  | -0.25742 | -0.0062128 | -5.4145 | 97.7426 | 1.9938 | 994.5855 | 19.8823
|  |  | 1.0701 | -0.019263 | -2.4502 | 99.0701 | 1.9807 | 997.5498 | 19.5534
|  |  | 0.19179 | -0.020954 | 14.175 | 98.1918 | 1.979 | 1014.175 | 20.0368
|  |  | -0.36176 | 0.020495 | -6.8219 | 97.6382 | 2.0205 | 993.1781 | 20.1358
|  |  | -0.75947 | -0.061108 | -9.8314 | 97.2405 | 1.9389 | 990.1686 | 19.3571
|  |  | 0.16307 | 0.038822 | -4.1507 | 98.1631 | 2.0388 | 995.8493 | 20.2627
|  |  | 1.4184 | -0.0032187 | 1.4903 | 99.4184 | 1.9968 | 1001.4903 | 19.7185
|  |  | 0.19703 | 0.00024784 | 1.4499 | 98.197 | 2.0002 | 1001.4499 | 19.992
|  |  | -0.38828 | 0.012794 | 10.6078 | 97.6117 | 2.0128 | 1010.6078 | 20.4181
|  |  | 1.3765 | 0.017287 | 2.0426 | 99.3765 | 2.0173 | 1002.0426 | 19.9362
|  |  | 0.63128 | 0.0069072 | 3.7463 | 98.6313 | 2.0069 | 1003.7463 | 20.0165
|  |  | -0.50622 | -0.050774 | 1.2473 | 97.4938 | 1.9492 | 1001.2473 | 19.6259
|  |  | 0.71487 | 0.051629 | 3.1577 | 98.7149 | 2.0516 | 1003.1577 | 20.4245
|  |  | 0.36413 | 0.011572 | -11.2357 | 98.3641 | 2.0116 | 988.7643 | 19.8153
|  |  | 0.39072 | -0.01298 | 3.9764 | 98.3907 | 1.987 | 1003.9764 | 19.8741
|  |  | -0.14618 | -0.043121 | -10.3268 | 97.8538 | 1.9569 | 989.6732 | 19.4034
|  |  | -0.83115 | 0.050846 | 1.2844 | 97.1689 | 2.0508 | 1001.2844 | 20.6963
|  |  | 0.3532 | 0.0016547 | -0.5757 | 98.3532 | 2.0017 | 999.4243 | 19.9343
|  |  | -0.51236 | 0.016419 | 12.0294 | 97.4876 | 2.0164 | 1012.0294 | 20.5085
|  |  | 0.43624 | 0.026631 | 1.1415 | 98.4362 | 2.0266 | 1001.1415 | 20.196
|  |  | -0.95801 | 0.018222 | 3.4304 | 97.042 | 2.0182 | 1003.4304 | 20.4436
|  |  | -0.62909 | -0.013686 | 0.11332 | 97.3709 | 1.9863 | 1000.1133 | 19.9939
|  |  | 0.6871 | 0.020958 | 5.7073 | 98.6871 | 2.021 | 1005.7073 | 20.182
|  |  | 0.14156 | -0.062261 | -18.2204 | 98.1416 | 1.9377 | 981.7796 | 19.0092
|  |  | 1.1209 | -0.016606 | -10.7831 | 99.1209 | 1.9834 | 989.2169 | 19.4058
|  |  | 0.14553 | -0.023213 | 2.9819 | 98.1455 | 1.9768 | 1002.9819 | 19.8026
|  |  | -0.83794 | -0.021476 | 2.7877 | 97.1621 | 1.9785 | 1002.7877 | 20.0124
|  |  | -0.14064 | 0.015256 | 6.2999 | 97.8594 | 2.0153 | 1006.2999 | 20.305
|  |  | 1.1771 | -0.00092939 | 8.8682 | 99.1771 | 1.9991 | 1008.8682 | 19.9335
|  |  | 0.76532 | -0.021275 | -13.6245 | 98.7653 | 1.9787 | 986.3755 | 19.3735
|  |  | 0.61615 | 0.01577 | 2.905 | 98.6161 | 2.0158 | 1002.905 | 20.0893
|  |  | 1.0195 | -0.037637 | -12.7595 | 99.0195 | 1.9624 | 987.2405 | 19.1849
|  |  | -0.36816 | -0.040234 | -15.6681 | 97.6318 | 1.9598 | 984.3319 | 19.3697
|  |  | -0.15987 | -0.01406 | 9.0948 | 97.8401 | 1.9859 | 1009.0948 | 20.0749
|  |  | -1.145 | -0.0030612 | 5.2903 | 96.855 | 1.9969 | 1005.2903 | 20.3082
|  |  | 0.28093 | -0.042508 | -7.9643 | 98.2809 | 1.9575 | 992.0357 | 19.3728
|  |  | -0.58832 | -0.00034144 | 7.5777 | 97.4117 | 1.9997 | 1007.5777 | 20.2674
|  |  | 0.2455 | -0.026167 | 7.2682 | 98.2455 | 1.9738 | 1007.2682 | 19.8383
|  |  | 0.58765 | -0.030723 | 12.6902 | 98.5876 | 1.9693 | 1012.6902 | 19.8322
|  |  | -0.67741 | 0.044126 | -4.7251 | 97.3226 | 2.0441 | 995.2749 | 20.4743
|  |  | -0.32425 | 0.019211 | 5.7948 | 97.6758 | 2.0192 | 1005.7948 | 20.3713
|  |  | -0.24265 | 0.00026723 | 9.9636 | 97.7573 | 2.0003 | 1009.9636 | 20.2511
|  |  | -1.7267 | -0.0082971 | -13.1929 | 96.2733 | 1.9917 | 986.8071 | 20.0013
|  |  | 0.77869 | -0.021077 | -4.5862 | 98.7787 | 1.9789 | 995.4138 | 19.5504
|  |  | -0.0017312 | -0.0258 | 6.2696 | 97.9983 | 1.9742 | 1006.2696 | 19.8712
|  |  | 0.43353 | 0.012218 | 7.7753 | 98.4335 | 2.0122 | 1007.7753 | 20.1886
|  |  | -0.11955 | -0.034207 | 1.3927 | 97.8805 | 1.9658 | 1001.3927 | 19.7156
|  |  | -1.3247 | 0.00015708 | -2.9813 | 96.6753 | 2.0002 | 997.0187 | 20.2096
|  |  | 0.33241 | 0.048897 | -10.1682 | 98.3324 | 2.0489 | 989.8318 | 20.2036
|  |  | -0.59359 | 0.028647 | -0.82011 | 97.4064 | 2.0286 | 999.1799 | 20.385
|  |  | -1.2235 | -0.020824 | -2.0972 | 96.7765 | 1.9792 | 997.9028 | 19.9991
|  |  | -0.32215 | -0.013702 | 3.5693 | 97.6778 | 1.9863 | 1003.5693 | 20.0011
|  |  | -0.29875 | -0.050654 | -7.4084 | 97.7013 | 1.9493 | 992.5916 | 19.4169
|  |  | 0.0038702 | -0.025034 | -8.7846 | 98.0039 | 1.975 | 991.2154 | 19.5803
|  |  | 0.94023 | -0.018346 | -9.3932 | 98.9402 | 1.9817 | 990.6068 | 19.4511
|  |  | -0.28043 | 0.014389 | 0.85037 | 97.7196 | 2.0144 | 1000.8504 | 20.2148
|  |  | 0.13242 | -0.029468 | 2.2363 | 98.1324 | 1.9705 | 1002.2363 | 19.7291
|  |  | -0.98242 | 0.019023 | -2.7076 | 97.0176 | 2.019 | 997.2924 | 20.3314
|  |  | 0.19434 | -0.016802 | -0.17854 | 98.1943 | 1.9832 | 999.8215 | 19.7933
|  |  | -0.60234 | 0.016325 | 1.4084 | 97.3977 | 2.0163 | 1001.4084 | 20.3107
|  |  | -0.21814 | -0.01959 | 0.27286 | 97.7819 | 1.9804 | 1000.2729 | 19.8567
|  |  | -0.11745 | 0.028083 | -1.4285 | 97.8826 | 2.0281 | 998.5715 | 20.27
|  |  | -0.58956 | 0.036025 | 18.4505 | 97.4104 | 2.036 | 1018.4505 | 20.8513
|  |  | 0.072717 | 0.016729 | 1.7973 | 98.0727 | 2.0167 | 1001.7973 | 20.1855
|  |  | -0.44755 | -0.013161 | 3.7619 | 97.5525 | 1.9868 | 1003.7619 | 20.0354
|  |  | 1.0693 | 0.046838 | -0.58764 | 99.0693 | 2.0468 | 999.4124 | 20.2305
|  |  | 0.092911 | -0.04836 | -2.86 | 98.0929 | 1.9516 | 997.14 | 19.4519
|  |  | 0.51152 | -0.024104 | -6.8015 | 98.5115 | 1.9759 | 993.1985 | 19.5294
|  |  | 0.051571 | -0.037106 | 6.4038 | 98.0516 | 1.9629 | 1006.4038 | 19.7518
|  |  | 0.20333 | 0.0022925 | -8.0363 | 98.2033 | 2.0023 | 991.9637 | 19.8213
|  |  | -0.25011 | -0.0097583 | -12.0394 | 97.7499 | 1.9902 | 987.9606 | 19.714
|  |  | -0.024962 | -0.026184 | -1.7748 | 97.975 | 1.9738 | 998.2252 | 19.7132
|  |  | -0.75554 | -0.0056929 | 9.4714 | 97.2445 | 1.9943 | 1009.4714 | 20.2864
|  |  | -0.57299 | -0.0011717 | -5.7664 | 97.427 | 1.9988 | 994.2336 | 19.9878
|  |  | 0.30102 | 0.019104 | 3.9438 | 98.301 | 2.0191 | 1003.9438 | 20.206
|  |  | -0.12986 | -0.05434 | -23.3358 | 97.8701 | 1.9457 | 976.6642 | 19.0376
|  |  | -1.0527 | -0.0018927 | 8.5737 | 96.9473 | 1.9981 | 1008.5737 | 20.3672
|  |  | -0.024188 | 2.9825e-05 | -12.3933 | 97.9758 | 2 | 987.6067 | 19.7572
|  |  | 0.47486 | -0.014685 | -0.044479 | 98.4749 | 1.9853 | 999.9555 | 19.7613
|  |  | 0.40532 | 0.012844 | 2.3673 | 98.4053 | 2.0128 | 1002.3673 | 20.0921
|  |  | -0.25783 | -0.033248 | 3.7644 | 97.7422 | 1.9668 | 1003.7644 | 19.7992
|  |  | 0.50683 | 0.01415 | 0.37593 | 98.5068 | 2.0141 | 1000.3759 | 20.0446
|  |  | 0.8268 | 0.019342 | -4.5812 | 98.8268 | 2.0193 | 995.4188 | 19.9323
|  |  | -0.53794 | 0.036309 | -5.3616 | 97.4621 | 2.0363 | 994.6384 | 20.356
|  |  | 0.28757 | -0.053799 | -5.0617 | 98.2876 | 1.9462 | 994.9383 | 19.3183
|  |  | -0.72925 | 0.039327 | 6.586 | 97.2708 | 2.0393 | 1006.586 | 20.6702
|  |  | 0.83253 | -0.027296 | 2.8769 | 98.8325 | 1.9727 | 1002.8769 | 19.6258
|  |  | -0.87972 | -0.09583 | 3.2833 | 97.1203 | 1.9042 | 1003.2833 | 19.2924
|  |  | -0.62305 | -0.058531 | -19.4471 | 97.3769 | 1.9415 | 980.5529 | 19.1678
|  |  | -0.24878 | -0.0095988 | -7.3201 | 97.7512 | 1.9904 | 992.6799 | 19.8095
|  |  | -0.50293 | -0.013095 | 4.0318 | 97.4971 | 1.9869 | 1004.0318 | 20.0526
|  |  | -0.33538 | 0.0034007 | 3.499 | 97.6646 | 2.0034 | 1003.499 | 20.1711
|  |  | 0.17086 | 0.0024109 | -9.866 | 98.1709 | 2.0024 | 990.134 | 19.7923
|  |  | -0.058609 | -0.0071155 | -6.0082 | 97.9414 | 1.9929 | 993.9918 | 19.8221
|  |  | -0.53951 | 0.022386 | 3.521 | 97.4605 | 2.0224 | 1003.521 | 20.4006
|  |  | 1.1362 | -0.013125 | 2.4168 | 99.1362 | 1.9869 | 1002.4168 | 19.6956
|  |  | 1.5547 | -0.06514 | 9.3101 | 99.5547 | 1.9349 | 1009.3101 | 19.2421
|  |  | 0.38398 | -0.0017507 | -2.9792 | 98.384 | 1.9982 | 997.0208 | 19.8471
|  |  | -0.1821 | 0.045938 | -7.2786 | 97.8179 | 2.0459 | 992.7214 | 20.3382
|  |  | 0.48244 | 0.028914 | -1.1276 | 98.4824 | 2.0289 | 998.8724 | 20.1632
|  |  | -0.018583 | 0.037296 | 2.373 | 97.9814 | 2.0373 | 1002.373 | 20.4175
|  |  | 0.96092 | 0.001408 | 7.5054 | 98.9609 | 2.0014 | 1007.5054 | 19.9721
|  |  | -0.12621 | -0.018505 | -8.6411 | 97.8738 | 1.9815 | 991.3589 | 19.6722
|  |  | 0.24153 | -0.048976 | 5.6536 | 98.2415 | 1.951 | 1005.6536 | 19.5828
|  |  | 0.33448 | -0.025994 | -3.7814 | 98.3345 | 1.974 | 996.2186 | 19.6049
|  |  | -0.70471 | -0.019804 | 5.7 | 97.2953 | 1.9802 | 1005.7 | 20.0602
|  |  | 0.010881 | 0.053561 | 9.2086 | 98.0109 | 2.0536 | 1009.2086 | 20.7114
|  |  | -0.43131 | 0.0070864 | -2.6043 | 97.5687 | 2.0071 | 997.3957 | 20.1039
|  |  | -0.59065 | 0.025031 | 4.7647 | 97.4093 | 2.025 | 1004.7647 | 20.4625
|  |  | -0.22093 | -0.065015 | 4.2426 | 97.7791 | 1.935 | 1004.2426 | 19.4877
|  |  | -0.015571 | 0.00036092 | -9.2297 | 97.9844 | 2.0004 | 990.7703 | 19.822
|  |  | 0.28057 | -0.044058 | 1.5524 | 98.2806 | 1.9559 | 1001.5524 | 19.5436
|  |  | 0.60134 | -0.0010974 | -3.9493 | 98.6013 | 1.9989 | 996.0507 | 19.7913
|  |  | 0.013523 | -0.00022648 | -12.2872 | 98.0135 | 1.9998 | 987.7128 | 19.7494
|  |  | 0.12337 | 0.04565 | 6.5899 | 98.1234 | 2.0456 | 1006.5899 | 20.5566
|  |  | -0.872 | 0.026494 | 1.6323 | 97.128 | 2.0265 | 1001.6323 | 20.4711
|  |  | 1.1147 | -0.0062118 | -3.4772 | 99.1147 | 1.9938 | 996.5228 | 19.6507
|  |  | -0.26308 | -0.0039878 | -2.2245 | 97.7369 | 1.996 | 997.7755 | 19.9691
|  |  | -0.026481 | 0.032663 | -1.8067 | 97.9735 | 2.0327 | 998.1933 | 20.2886
|  |  | 0.11569 | -0.020053 | 11.6822 | 98.1157 | 1.9799 | 1011.6822 | 20.0116
|  |  | -0.2087 | -0.0013625 | -5.68 | 97.7913 | 1.9986 | 994.32 | 19.9147
|  |  | 0.75979 | 0.025371 | 2.9803 | 98.7598 | 2.0254 | 1002.9803 | 20.1558
|  |  | 0.24162 | -0.037199 | 12.6278 | 98.2416 | 1.9628 | 1012.6278 | 19.8353
|  |  | -0.52045 | -0.046851 | -6.6704 | 97.4795 | 1.9531 | 993.3296 | 19.5119
|  |  | 0.52509 | -0.010055 | -19.0025 | 98.5251 | 1.9899 | 980.9975 | 19.4213
|  |  | -0.90657 | -0.037153 | -2.524 | 97.0934 | 1.9628 | 997.476 | 19.7655
|  |  | -0.46083 | -0.029265 | 5.7612 | 97.5392 | 1.9707 | 1005.7612 | 19.9185
|  |  | -0.63168 | -0.0073247 | 13.3635 | 97.3683 | 1.9927 | 1013.3635 | 20.3229
|  |  | -0.084054 | -0.026159 | 4.787 | 97.9159 | 1.9738 | 1004.787 | 19.8548
|  |  | 0.2821 | 0.018032 | 8.3925 | 98.2821 | 2.018 | 1008.3925 | 20.2888
|  |  | 0.54894 | 0.00075132 | 2.0393 | 98.5489 | 2.0008 | 1002.0393 | 19.9387
|  |  | 0.26374 | -0.0031214 | 10.8785 | 98.2637 | 1.9969 | 1010.8785 | 20.1335
|  |  | -0.016152 | -0.0039803 | 11.2454 | 97.9838 | 1.996 | 1011.2454 | 20.1887
|  |  | -1.2178 | -0.017461 | -10.0237 | 96.7822 | 1.9825 | 989.9763 | 19.8721
|  |  | 0.56714 | -0.0050519 | 10.5792 | 98.5671 | 1.9949 | 1010.5792 | 20.0478
|  |  | 0.093631 | 0.013178 | 15.0476 | 98.0936 | 2.0132 | 1015.0476 | 20.4129
|  |  | 0.79619 | 0.025699 | -2.4679 | 98.7962 | 2.0257 | 997.5321 | 20.0423
|  |  | 0.12379 | 0.07576 | 12.4263 | 98.1238 | 2.0758 | 1012.4263 | 20.9737
|  |  | -0.082637 | 0.0056614 | -0.033639 | 97.9174 | 2.0057 | 999.9664 | 20.0714
|  |  | -0.03602 | -0.0084824 | -0.27433 | 97.964 | 1.9915 | 999.7257 | 19.9186
|  |  | 0.052219 | -0.03684 | -8.1576 | 98.0522 | 1.9632 | 991.8424 | 19.4685
|  |  | 0.48858 | 0.0059609 | 5.4247 | 98.4886 | 2.006 | 1005.4247 | 20.0692
|  |  | 0.64577 | -0.014466 | 4.6032 | 98.6458 | 1.9855 | 1004.6032 | 19.8216
|  |  | 0.32318 | -0.019281 | 7.0313 | 98.3232 | 1.9807 | 1007.0313 | 19.886
|  |  | 0.69424 | 0.010196 | -0.59909 | 98.6942 | 2.0102 | 999.4009 | 19.9494
|  |  | 0.10878 | 0.014501 | -9.9279 | 98.1088 | 2.0145 | 990.0721 | 19.9205
|  |  | 0.78054 | -0.030682 | 3.243 | 98.7805 | 1.9693 | 1003.243 | 19.61
|  |  | 0.13033 | -0.014643 | -7.9256 | 98.1303 | 1.9854 | 992.0744 | 19.6735
|  |  | -0.15538 | 0.021271 | 2.1431 | 97.8446 | 2.0213 | 1002.1431 | 20.2832
|  |  | 0.25224 | 0.016173 | -2.2626 | 98.2522 | 2.0162 | 997.7374 | 20.0623
|  |  | 0.48787 | 0.014793 | -6.5398 | 98.4879 | 2.0148 | 993.4602 | 19.9161
|  |  | -0.090073 | -0.0094014 | -7.3283 | 97.9099 | 1.9906 | 992.6717 | 19.7798
|  |  | -0.1384 | -0.018469 | -3.3958 | 97.8616 | 1.9815 | 996.6042 | 19.779
|  |  | 0.53811 | 0.02829 | -0.65988 | 98.5381 | 2.0283 | 999.3401 | 20.1554
|  |  | -1.2744 | 0.0049053 | 6.731 | 96.7256 | 2.0049 | 1006.731 | 20.4435
|  |  | -0.103 | 0.016654 | 6.9085 | 97.897 | 2.0167 | 1006.9085 | 20.3234
|  |  | -0.54157 | 0.033034 | -4.9376 | 97.4584 | 2.033 | 995.0624 | 20.3334
|  |  | -0.25971 | -0.0036307 | -8.1339 | 97.7403 | 1.9964 | 991.8661 | 19.8536
|  |  | 0.15674 | 0.0094669 | -8.2136 | 98.1567 | 2.0095 | 991.7864 | 19.8965
|  |  | 1.2164 | 0.01845 | -5.6701 | 99.2164 | 2.0184 | 994.3299 | 19.8252
|  |  | -0.16939 | -0.047067 | 1.7011 | 97.8306 | 1.9529 | 1001.7011 | 19.605
|  |  | 0.13381 | -0.0032791 | -3.0524 | 98.1338 | 1.9967 | 996.9476 | 19.8803
|  |  | -0.88616 | -0.0024244 | 2.9277 | 97.1138 | 1.9976 | 1002.9277 | 20.2139
|  |  | -0.77257 | -0.021038 | 0.34191 | 97.2274 | 1.979 | 1000.3419 | 19.9547
|  |  | -0.21507 | -0.0051447 | -9.5992 | 97.7849 | 1.9949 | 990.4008 | 19.8007
|  |  | -0.48179 | 0.00076338 | -12.7242 | 97.5182 | 2.0008 | 987.2758 | 19.8485
|  |  | -0.93585 | -0.0093973 | 4.9191 | 97.0642 | 1.9906 | 1004.9191 | 20.1948
|  |  | 0.60709 | 0.028946 | -9.1737 | 98.6071 | 2.0289 | 990.8263 | 19.9763
|  |  | -0.83789 | -0.036982 | -3.1775 | 97.1621 | 1.963 | 996.8225 | 19.7405
|  |  | 0.17384 | 0.038392 | -0.73315 | 98.1738 | 2.0384 | 999.2669 | 20.3258
|  |  | 0.24457 | 0.004369 | 0.60748 | 98.2446 | 2.0044 | 1000.6075 | 20.0061
|  |  | 0.49607 | 0.015294 | 2.1741 | 98.4961 | 2.0153 | 1002.1741 | 20.094
|  |  | 1.0409 | -0.0019119 | -7.1466 | 99.0409 | 1.9981 | 992.8534 | 19.6341
|  |  | 0.21707 | -0.055199 | -6.5034 | 98.2171 | 1.9448 | 993.4966 | 19.2903
|  |  | 0.020667 | 0.0058133 | -4.1627 | 98.0207 | 2.0058 | 995.8373 | 19.9693
|  |  | 0.25192 | 0.0034637 | 14.0475 | 98.2519 | 2.0035 | 1014.0475 | 20.2643
|  |  | 0.12919 | 0.011177 | -3.8181 | 98.1292 | 2.0112 | 996.1819 | 20.0069
|  |  | 0.057766 | 0.012164 | 17.2282 | 98.0578 | 2.0122 | 1017.2282 | 20.454
|  |  | 0.99907 | 0.055575 | 2.1865 | 98.9991 | 2.0556 | 1002.1865 | 20.3857
|  |  | -0.28654 | 0.0062322 | -3.321 | 97.7135 | 2.0062 | 996.679 | 20.0519
|  |  | -0.3893 | 0.011659 | -2.2924 | 97.6107 | 2.0117 | 997.7076 | 20.1466
|  |  | -0.37869 | -0.0066611 | 1.9768 | 97.6213 | 1.9933 | 1001.9768 | 20.0501
|  |  | 0.13046 | -0.018129 | 2.6499 | 98.1305 | 1.9819 | 1002.6499 | 19.8489
|  |  | -0.15768 | -0.029526 | -2.3873 | 97.8423 | 1.9705 | 997.6127 | 19.6946
|  |  | -0.05804 | 0.028396 | -3.5461 | 97.942 | 2.0284 | 996.4539 | 20.218
|  |  | -0.28912 | 0.040908 | 2.8772 | 97.7109 | 2.0409 | 1002.8772 | 20.5187
|  |  | -0.88047 | 0.017286 | 3.9827 | 97.1195 | 2.0173 | 1003.9827 | 20.4295
|  |  | 0.021057 | -0.0028443 | -19.344 | 98.0211 | 1.9972 | 980.656 | 19.5817
|  |  | -0.37865 | -0.090918 | -13.8929 | 97.6214 | 1.9091 | 986.1071 | 18.9144
|  |  | -1.0837 | 0.0047267 | 0.547 | 96.9163 | 2.0047 | 1000.547 | 20.277
|  |  | 0.89279 | -0.022751 | 12.9328 | 98.8928 | 1.9772 | 1012.9328 | 19.8555
|  |  | 0.43391 | -0.040944 | 12.1465 | 98.4339 | 1.9591 | 1012.1465 | 19.7509
|  |  | 0.10706 | -0.054993 | -0.33534 | 98.1071 | 1.945 | 999.6647 | 19.4334
|  |  | 0.73842 | 0.05163 | 10.7354 | 98.7384 | 2.0516 | 1010.7354 | 20.574
|  |  | 0.32791 | 0.0019054 | 11.0315 | 98.3279 | 2.0019 | 1011.0315 | 20.1734
|  |  | -0.35575 | 0.051304 | -0.61672 | 97.6443 | 2.0513 | 999.3833 | 20.563
|  |  | 0.42154 | 0.0086598 | 6.8281 | 98.4215 | 2.0087 | 1006.8281 | 20.1371
|  |  | -0.68895 | 0.0025459 | 7.6918 | 97.3111 | 2.0025 | 1007.6918 | 20.319
|  |  | 0.32761 | -0.029901 | 9.9354 | 98.3276 | 1.9701 | 1009.9354 | 19.8377
|  |  | 0.36735 | 0.017222 | -8.5641 | 98.3674 | 2.0172 | 991.4359 | 19.9228
|  |  | -0.18231 | 0.068021 | -6.2841 | 97.8177 | 2.068 | 993.7159 | 20.5738
|  |  | 0.10716 | 0.045305 | 2.757 | 98.1072 | 2.0453 | 1002.757 | 20.4782
|  |  | 0.056822 | 0.02107 | 0.65312 | 98.0568 | 2.0211 | 1000.6531 | 20.2082
|  |  | 0.84651 | 0.016826 | -3.2353 | 98.8465 | 2.0168 | 996.7647 | 19.9309
|  |  | 0.17315 | -0.045232 | -6.1411 | 98.1732 | 1.9548 | 993.8589 | 19.4028
|  |  | -0.51428 | -0.0095155 | 2.476 | 97.4857 | 1.9905 | 1002.476 | 20.0592
|  |  | 0.19499 | -0.013354 | 7.8162 | 98.195 | 1.9866 | 1007.8162 | 19.9854
|  |  | 0.26844 | -0.027802 | 4.3008 | 98.2684 | 1.9722 | 1004.3008 | 19.7592
|  |  | -0.52752 | -0.01869 | -5.8318 | 97.4725 | 1.9813 | 994.1682 | 19.8057
|  |  | -0.26357 | -0.03194 | 5.3166 | 97.7364 | 1.9681 | 1005.3166 | 19.8439
|  |  | 0.92232 | -0.031727 | 5.0514 | 98.9223 | 1.9683 | 1005.0514 | 19.6075
|  |  | 0.21222 | 0.030833 | -8.9322 | 98.2122 | 2.0308 | 991.0678 | 20.0781
|  |  | 0.78029 | 0.0026708 | -4.0547 | 98.7803 | 2.0027 | 995.9453 | 19.7906
|  |  | -0.27972 | -0.017149 | 5.7001 | 97.7203 | 1.9829 | 1005.7001 | 20.0009
|  |  | -0.5785 | 0.044256 | -1.8678 | 97.4215 | 2.0443 | 998.1322 | 20.514
|  |  | -0.15661 | 0.038187 | 10.7986 | 97.8434 | 2.0382 | 1010.7986 | 20.6264
|  |  | 0.49457 | 0.0042615 | 3.5587 | 98.4946 | 2.0043 | 1003.5587 | 20.0141
|  |  | 0.38633 | -0.02081 | 11.6003 | 98.3863 | 1.9792 | 1011.6003 | 19.9486
|  |  | 0.098643 | 0.021021 | -6.647 | 98.0986 | 2.021 | 993.353 | 20.0519
|  |  | -0.52691 | 0.013021 | 1.2831 | 97.4731 | 2.013 | 1001.2831 | 20.2602
|  |  | 0.48096 | 0.0099906 | 16.6834 | 98.481 | 2.01 | 1016.6834 | 20.3354
|  |  | 0.40365 | -0.037687 | 4.9258 | 98.4037 | 1.9623 | 1004.9258 | 19.6479
|  |  | -0.25944 | 0.020057 | -6.4819 | 97.7406 | 2.0201 | 993.5181 | 20.1178
|  |  | -0.19957 | 0.018357 | 1.4599 | 97.8004 | 2.0184 | 1001.4599 | 20.2497
|  |  | -0.54381 | 0.027296 | 0.8004 | 97.4562 | 2.0273 | 1000.8004 | 20.3945
|  |  | -0.28314 | 0.02316 | -5.1754 | 97.7169 | 2.0232 | 994.8246 | 20.1793
|  |  | 0.074352 | -0.043412 | 6.9214 | 98.0744 | 1.9566 | 1006.9214 | 19.6952
|  |  | 0.89358 | -0.014554 | -8.5363 | 98.8936 | 1.9854 | 991.4637 | 19.5135
|  |  | 0.75219 | 0.0071893 | 7.5771 | 98.7522 | 2.0072 | 1007.5771 | 20.0716
|  |  | 0.10137 | 0.011061 | -0.32944 | 98.1014 | 2.0111 | 999.6706 | 20.0814
|  |  | -0.28061 | -0.0055407 | -7.9688 | 97.7194 | 1.9945 | 992.0312 | 19.8424
|  |  | 0.87374 | 0.047613 | -1.3997 | 98.8737 | 2.0476 | 998.6003 | 20.2608
|  |  | 0.020812 | -0.012486 | 11.3647 | 98.0208 | 1.9875 | 1011.3647 | 20.0993
|  |  | 0.7329 | 0.021623 | -13.9968 | 98.7329 | 2.0216 | 986.0032 | 19.784
|  |  | -0.87452 | 0.0083468 | 3.5749 | 97.1255 | 2.0083 | 1003.5749 | 20.3314
|  |  | -0.70425 | -0.041373 | 4.4125 | 97.2957 | 1.9586 | 1004.4125 | 19.8205
|  |  | -0.49256 | -0.00093206 | 0.46761 | 97.5074 | 1.9991 | 1000.4676 | 20.0992
|  |  | -0.69569 | -0.0035726 | 4.009 | 97.3043 | 1.9964 | 1004.009 | 20.1855
|  |  | -0.83995 | -0.035877 | -6.5721 | 97.1601 | 1.9641 | 993.4279 | 19.6845
|  |  | -0.86431 | -0.027765 | 9.1972 | 97.1357 | 1.9722 | 1009.1972 | 20.0829
|  |  | -0.34788 | -0.03543 | -8.6485 | 97.6521 | 1.9646 | 991.3515 | 19.5507
|  |  | 0.13501 | -0.017467 | -4.8664 | 98.135 | 1.9825 | 995.1336 | 19.7057
|  |  | 0.17756 | -0.044826 | -11.9975 | 98.1776 | 1.9552 | 988.0025 | 19.2916
|  |  | -0.19586 | -0.0064192 | -2.5211 | 97.8041 | 1.9936 | 997.4789 | 19.9259
|  |  | -0.93862 | -0.021301 | 4.7037 | 97.0614 | 1.9787 | 1004.7037 | 20.0727
|  |  | 0.48637 | 0.031641 | -5.6633 | 98.4864 | 2.0316 | 994.3367 | 20.0973
|  |  | 0.23281 | 0.061457 | -16.2484 | 98.2328 | 2.0615 | 983.7516 | 20.2201
|  |  | 0.83315 | 0.0088423 | 6.817 | 98.8332 | 2.0088 | 1006.817 | 20.0565
|  |  | -0.11892 | -0.076097 | 0.05499 | 97.8811 | 1.9239 | 1000.055 | 19.2777
|  |  | -0.68788 | -0.010884 | 3.9159 | 97.3121 | 1.9891 | 1003.9159 | 20.1096
|  |  | -0.079258 | -0.0087344 | 14.0567 | 97.9207 | 1.9913 | 1014.0567 | 20.2103
|  |  | 0.6726 | 0.042379 | 4.5274 | 98.6726 | 2.0424 | 1004.5274 | 20.3706
|  |  | -0.47876 | 0.036601 | 3.5157 | 97.5212 | 2.0366 | 1003.5157 | 20.5284
|  |  | 1.3762 | -0.0027862 | -3.1749 | 99.3762 | 1.9972 | 996.8251 | 19.639
|  |  | -0.20946 | 0.0083938 | -1.0383 | 97.7905 | 2.0084 | 998.9617 | 20.1035
|  |  | -0.26634 | -0.031064 | -10.4549 | 97.7337 | 1.9689 | 989.5451 | 19.5416
|  |  | -0.45246 | -0.013501 | 3.352 | 97.5475 | 1.9865 | 1003.352 | 20.0249
|  |  | -1.0717 | 0.028003 | 4.6226 | 96.9283 | 2.028 | 1004.6226 | 20.5887
|  |  | -0.47261 | 0.053825 | 3.2919 | 97.5274 | 2.0538 | 1003.2919 | 20.6925
|  |  | -1.0927 | 0.033638 | 0.14694 | 96.9073 | 2.0336 | 1000.1469 | 20.5571
|  |  | 0.005515 | 0.034162 | 3.9289 | 98.0055 | 2.0342 | 1003.9289 | 20.4134
|  |  | 0.2369 | -0.0051368 | -2.1122 | 98.2369 | 1.9949 | 997.8878 | 19.8605
|  |  | 0.089427 | 0.0241 | 4.5162 | 98.0894 | 2.0241 | 1004.5162 | 20.3094
|  |  | 0.20313 | 0.0083917 | -4.9266 | 98.2031 | 2.0084 | 995.0734 | 19.9428
|  |  | 0.079861 | -0.019057 | 3.1519 | 98.0799 | 1.9809 | 1003.1519 | 19.8598
|  |  | -0.31011 | -0.026585 | 7.2641 | 97.6899 | 1.9734 | 1007.2641 | 19.9447
|  |  | -0.13929 | -0.019171 | 1.0664 | 97.8607 | 1.9808 | 1001.0664 | 19.8609
|  |  | -0.054728 | -0.033765 | 0.90595 | 97.9453 | 1.9662 | 1000.9059 | 19.6976
|  |  | 0.14258 | -0.025531 | 3.6938 | 98.1426 | 1.9745 | 1003.6938 | 19.7944
|  |  | -0.28991 | 0.0022513 | -2.1653 | 97.7101 | 2.0023 | 997.8347 | 20.0368
|  |  | -0.26801 | 0.032805 | -10.5662 | 97.732 | 2.0328 | 989.4338 | 20.1607
|  |  | 0.78588 | 0.0024175 | -12.8759 | 98.7859 | 2.0024 | 987.1241 | 19.6117
|  |  | 0.28392 | 0.021134 | -0.78389 | 98.2839 | 2.0211 | 999.2161 | 20.1341
|  |  | -0.37533 | 0.042639 | -1.3904 | 97.6247 | 2.0426 | 998.6096 | 20.4661
|  |  | -0.71429 | 0.026213 | -3.1264 | 97.2857 | 2.0262 | 996.8736 | 20.3387
|  |  | -0.011224 | -0.015176 | 5.7192 | 97.9888 | 1.9848 | 1005.7192 | 19.967
|  |  | -0.59814 | -0.03841 | 17.5228 | 97.4019 | 1.9616 | 1017.5228 | 20.0875
|  |  | -0.54189 | -0.0066024 | -6.1798 | 97.4581 | 1.9934 | 993.8202 | 19.92
|  |  | 0.71715 | -0.04024 | -2.5549 | 98.7172 | 1.9598 | 997.4451 | 19.4161
|  |  | 1.3385 | -0.054937 | 1.9331 | 99.3385 | 1.9451 | 1001.9331 | 19.2412
|  |  | 0.48774 | -0.079101 | 3.5754 | 98.4877 | 1.9209 | 1003.5754 | 19.1992
|  |  | 0.14527 | 0.026722 | -16.6898 | 98.1453 | 2.0267 | 983.3102 | 19.8947
|  |  | 0.32713 | 0.0012709 | 0.59246 | 98.3271 | 2.0013 | 1000.5925 | 19.959
|  |  | 0.82225 | -0.015994 | 6.3399 | 98.8222 | 1.984 | 1006.3399 | 19.8062
|  |  | -0.25479 | -0.067718 | -0.73874 | 97.7452 | 1.9323 | 999.2613 | 19.371
|  |  | 0.039124 | -0.015012 | 9.8031 | 98.0391 | 1.985 | 1009.8031 | 20.0396
|  |  | 0.055977 | -0.0064825 | -4.5796 | 98.056 | 1.9935 | 995.4204 | 19.8341
|  |  | 0.17565 | -0.034961 | 4.2919 | 98.1757 | 1.965 | 1004.2919 | 19.707
|  |  | -0.22773 | -0.0020753 | 1.9238 | 97.7723 | 1.9979 | 1001.9238 | 20.0638
|  |  | 0.0042551 | 0.0035736 | 8.6435 | 98.0043 | 2.0036 | 1008.6435 | 20.2073
|  |  | 0.9461 | -0.0057686 | -13.0165 | 98.9461 | 1.9942 | 986.9835 | 19.4994
|  |  | -0.041876 | -0.040514 | 2.3172 | 97.9581 | 1.9595 | 1002.3172 | 19.6565
|  |  | -0.25925 | -0.020751 | -2.7483 | 97.7408 | 1.9792 | 997.2517 | 19.7935
|  |  | 0.46349 | 0.0065233 | -6.2037 | 98.4635 | 2.0065 | 993.7963 | 19.8475
|  |  | -1.3402 | 0.028289 | -2.5177 | 96.6598 | 2.0283 | 997.4823 | 20.5008
|  |  | -0.012972 | 0.080471 | -10.4834 | 97.987 | 2.0805 | 989.5166 | 20.5727
|  |  | -0.60094 | 0.03301 | 7.0318 | 97.3991 | 2.033 | 1007.0318 | 20.59
|  |  | 0.1674 | -0.003546 | 5.0634 | 98.1674 | 1.9965 | 1005.0634 | 20.0328
|  |  | -1.1474 | -0.017473 | -19.3573 | 96.8526 | 1.9825 | 980.6427 | 19.6706
|  |  | 0.45605 | -0.039542 | -3.2813 | 98.456 | 1.9605 | 996.7187 | 19.4592
|  |  | 0.46582 | 0.048046 | 14.5203 | 98.4658 | 2.048 | 1014.5203 | 20.6716
|  |  | 0.30756 | -0.0060571 | -2.464 | 98.3076 | 1.9939 | 997.536 | 19.8305
|  |  | -0.58462 | 0.027603 | -4.5584 | 97.4154 | 2.0276 | 995.4416 | 20.2967
|  |  | -0.23487 | -0.0070522 | 1.8638 | 97.7651 | 1.9929 | 1001.8638 | 20.015
|  |  | 0.83903 | 0.035535 | 3.2329 | 98.839 | 2.0355 | 1003.2329 | 20.2441
|  |  | 0.11411 | -0.013026 | 4.1323 | 98.1141 | 1.987 | 1004.1323 | 19.9317
|  |  | -0.92053 | 0.0038556 | 5.0879 | 97.0795 | 2.0039 | 1005.0879 | 20.3268
|  |  | 0.78843 | -0.033102 | 5.3403 | 98.7884 | 1.9669 | 1005.3403 | 19.6258
|  |  | -0.15254 | 0.015277 | -5.1475 | 97.8475 | 2.0153 | 994.8525 | 20.0766
|  |  | 0.24063 | -0.0088792 | -0.33634 | 98.2406 | 1.9911 | 999.6637 | 19.8585
|  |  | -0.015805 | 0.053173 | -1.0585 | 97.9842 | 2.0532 | 998.9415 | 20.5023
|  |  | -0.033241 | 0.0064346 | 1.4329 | 97.9668 | 2.0064 | 1001.4329 | 20.0985
|  |  | 1.1672 | -0.04822 | -4.6034 | 99.1672 | 1.9518 | 995.3966 | 19.213
|  |  | -0.33375 | 0.005114 | 3.644 | 97.6663 | 2.0051 | 1003.644 | 20.1906
|  |  | 0.35998 | 0.0031494 | -4.4328 | 98.36 | 2.0031 | 995.5672 | 19.8705
|  |  | 1.005 | 0.020563 | 8.5836 | 99.005 | 2.0206 | 1008.5836 | 20.1722
|  |  | -1.1455 | -0.011515 | -0.77386 | 96.8545 | 1.9885 | 999.2261 | 20.102
|  |  | 0.4269 | -0.0097635 | -4.1786 | 98.4269 | 1.9902 | 995.8214 | 19.7369
|  |  | 0.63347 | 0.01227 | 8.7381 | 98.6335 | 2.0123 | 1008.7381 | 20.1683
|  |  | 0.14081 | -0.0065589 | 5.9877 | 98.1408 | 1.9934 | 1005.9877 | 20.0269
|  |  | -0.21958 | -0.01022 | 5.866 | 97.7804 | 1.9898 | 1005.866 | 20.0606
|  |  | 0.4342 | -0.027857 | -0.96249 | 98.4342 | 1.9721 | 999.0375 | 19.6227
|  |  | -0.79652 | 0.01188 | -4.2683 | 97.2035 | 2.0119 | 995.7317 | 20.1914
|  |  | 0.1525 | 0.011792 | -12.2256 | 98.1525 | 2.0118 | 987.7744 | 19.8394
|  |  | 0.51463 | -0.0529 | -2.4311 | 98.5146 | 1.9471 | 997.5689 | 19.3344
|  |  | 0.87519 | -0.038477 | 5.686 | 98.8752 | 1.9615 | 1005.686 | 19.5631
|  |  | -0.20946 | 0.013534 | -8.8676 | 97.7905 | 2.0135 | 991.1324 | 19.996
|  |  | -1.2348 | -0.00016456 | -5.3348 | 96.7652 | 1.9998 | 994.6652 | 20.1404
|  |  | 0.74475 | -0.040163 | 5.5399 | 98.7448 | 1.9598 | 1005.5399 | 19.5691
|  |  | 0.16498 | 0.016623 | 9.401 | 98.165 | 2.0166 | 1009.401 | 20.3189
|  |  | 0.69169 | -0.028614 | 1.3218 | 98.6917 | 1.9714 | 1001.3218 | 19.6099
|  |  | -0.097263 | -0.028094 | -5.5694 | 97.9027 | 1.9719 | 994.4306 | 19.6338
|  |  | -0.53971 | 0.016552 | -1.1192 | 97.4603 | 2.0166 | 998.8808 | 20.2489
|  |  | 1.0388 | -0.034173 | -1.611 | 99.0388 | 1.9658 | 998.389 | 19.4314
|  |  | -0.044094 | -0.029101 | 3.2506 | 97.9559 | 1.9709 | 1003.2506 | 19.7875
|  |  | 0.68389 | -0.021117 | 0.6566 | 98.6839 | 1.9789 | 1000.6566 | 19.6714
|  |  | -0.4979 | 0.04845 | 4.2793 | 97.5021 | 2.0485 | 1004.2793 | 20.665
|  |  | -0.42024 | 0.030856 | -6.7579 | 97.5798 | 2.0309 | 993.2421 | 20.2502
|  |  | -1.2996 | -0.016556 | -2.3645 | 96.7004 | 1.9834 | 997.6355 | 20.0514
|  |  | 0.69086 | 0.017069 | 6.74 | 98.6909 | 2.0171 | 1006.74 | 20.1639
|  |  | -0.22901 | 0.0065401 | -5.4545 | 97.771 | 2.0065 | 994.5455 | 20.0005
|  |  | -0.070805 | 0.032903 | 10.4793 | 97.9292 | 2.0329 | 1010.4793 | 20.5499
|  |  | -0.39753 | 0.017289 | -11.5733 | 97.6025 | 2.0173 | 988.4267 | 20.0155
|  |  | -0.81822 | -0.01764 | -2.5183 | 97.1818 | 1.9824 | 997.4817 | 19.9403
|  |  | 0.41834 | -0.0020736 | -5.0052 | 98.4183 | 1.9979 | 994.9948 | 19.7969
|  |  | -0.3298 | -0.013595 | -2.3488 | 97.6702 | 1.9864 | 997.6512 | 19.8857
|  |  | -0.16812 | 0.048849 | 4.2549 | 97.8319 | 2.0488 | 1004.2549 | 20.6002
|  |  | 0.30855 | -0.055774 | -7.6484 | 98.3086 | 1.9442 | 992.3516 | 19.2449
|  |  | 0.18506 | 0.0089922 | -3.0099 | 98.1851 | 2.009 | 996.9901 | 19.9907
|  |  | 0.35593 | 0.0038198 | -0.88011 | 98.3559 | 2.0038 | 999.1199 | 19.9488
|  |  | -0.41485 | -0.020378 | -0.95551 | 97.5851 | 1.9796 | 999.0445 | 19.8638
|  |  | 0.039962 | 0.025184 | -6.895 | 98.04 | 2.0252 | 993.105 | 20.0991
|  |  | 0.31012 | -0.00050471 | 8.8758 | 98.3101 | 1.9995 | 1008.8758 | 20.1102
|  |  | -0.15596 | 0.025673 | -2.7561 | 97.844 | 2.0257 | 997.2439 | 20.2273
|  |  | 0.042669 | 0.0024604 | -0.20565 | 98.0427 | 2.0025 | 999.7943 | 20.0115
|  |  | -0.32197 | 0.044083 | 1.8075 | 97.678 | 2.0441 | 1001.8075 | 20.5348
|  |  | -0.66854 | 0.0048002 | -1.3705 | 97.3315 | 2.0048 | 998.6295 | 20.1543
|  |  | -0.75204 | -0.017045 | -1.8046 | 97.248 | 1.983 | 998.1954 | 19.9472
|  |  | 0.82667 | 0.0071049 | -3.1146 | 98.8267 | 2.0071 | 996.8854 | 19.8431
|  |  | -0.19791 | -0.010461 | -2.7951 | 97.8021 | 1.9895 | 997.2049 | 19.8812
|  |  | -0.70976 | 0.052332 | -0.62307 | 97.2902 | 2.0523 | 999.3769 | 20.6463
|  |  | 0.38645 | -0.00079946 | 2.8062 | 98.3865 | 1.9992 | 1002.8062 | 19.9711
|  |  | -0.42881 | -0.0080018 | 16.0186 | 97.5712 | 1.992 | 1016.0186 | 20.3279
|  |  | 0.45188 | -0.026295 | 3.4018 | 98.4519 | 1.9737 | 1003.4018 | 19.7203
|  |  | -0.10735 | -0.030009 | -1.5875 | 97.8927 | 1.97 | 998.4125 | 19.6957
|  |  | -0.15584 | 0.022998 | 5.4664 | 97.8442 | 2.023 | 1005.4664 | 20.3676
|  |  | 0.36531 | -0.041762 | 6.4355 | 98.3653 | 1.9582 | 1006.4355 | 19.6448
|  |  | 0.66922 | 0.050728 | 6.0413 | 98.6692 | 2.0507 | 1006.0413 | 20.4837
|  |  | -0.17592 | -0.084032 | 8.5105 | 97.8241 | 1.916 | 1008.5105 | 19.3731
|  |  | 0.13724 | -0.016519 | -7.8409 | 98.1372 | 1.9835 | 992.1591 | 19.6556
|  |  | 0.20314 | 0.026118 | 9.2747 | 98.2031 | 2.0261 | 1009.2747 | 20.4023
|  |  | 0.16769 | 0.012127 | -3.712 | 98.1677 | 2.0121 | 996.288 | 20.0106
|  |  | 0.41556 | 0.038929 | -4.342 | 98.4156 | 2.0389 | 995.658 | 20.2089
|  |  | 0.52557 | 0.024672 | 5.8281 | 98.5256 | 2.0247 | 1005.8281 | 20.2533
|  |  | 0.70776 | -0.0098225 | 6.5428 | 98.7078 | 1.9902 | 1006.5428 | 19.8931
|  |  | 0.080639 | 0.019279 | 0.96098 | 98.0806 | 2.0193 | 1000.961 | 20.192
|  |  | -0.010756 | 0.032945 | 5.2654 | 97.9892 | 2.0329 | 1005.2654 | 20.432
|  |  | 0.48129 | 0.0019906 | 5.3785 | 98.4813 | 2.002 | 1005.3785 | 20.0308
|  |  | -0.43692 | 0.029537 | 3.8796 | 97.5631 | 2.0295 | 1003.8796 | 20.4574
|  |  | 0.5461 | -0.034103 | -8.039 | 98.5461 | 1.9659 | 991.961 | 19.4016
|  |  | 0.011232 | 0.021909 | -7.5249 | 98.0112 | 2.0219 | 992.4751 | 20.0603
|  |  | -0.077514 | 0.0078885 | -6.2694 | 97.9225 | 2.0079 | 993.7306 | 19.9669
|  |  | -0.33366 | -0.026132 | -5.261 | 97.6663 | 1.9739 | 994.739 | 19.7057
|  |  | -0.80282 | -0.010896 | 11.4499 | 97.1972 | 1.9891 | 1011.4499 | 20.2838
|  |  | 0.089992 | 0.055085 | 1.2901 | 98.09 | 2.0551 | 1001.2901 | 20.5476
|  |  | 0.1903 | -0.005856 | 5.7484 | 98.1903 | 1.9941 | 1005.7484 | 20.0191
|  |  | -0.16262 | -0.013363 | -7.8951 | 97.8374 | 1.9866 | 992.1049 | 19.7443
|  |  | -0.77961 | 0.020822 | 3.2891 | 97.2204 | 2.0208 | 1003.2891 | 20.4297
|  |  | -0.56512 | -0.0094379 | -14.2336 | 97.4349 | 1.9906 | 985.7664 | 19.7357
|  |  | -0.48312 | 0.042243 | 12.0091 | 97.5169 | 2.0422 | 1012.0091 | 20.7592
|  |  | 0.71485 | -0.029459 | -6.1256 | 98.7148 | 1.9705 | 993.8744 | 19.4514
|  |  | -0.10213 | 0.032147 | 3.6228 | 97.8979 | 2.0321 | 1003.6228 | 20.4094
|  |  | 0.52141 | 0.033534 | -1.3411 | 98.5214 | 2.0335 | 998.6589 | 20.196
|  |  | -0.032577 | -0.010355 | 4.2185 | 97.9674 | 1.9896 | 1004.2185 | 19.989
|  |  | -0.46064 | -0.08571 | -2.7908 | 97.5394 | 1.9143 | 997.2092 | 19.1943
|  |  | -0.98916 | -0.029587 | 6.7011 | 97.0108 | 1.9704 | 1006.7011 | 20.0403
|  |  | -0.50689 | 0.025055 | 12.082 | 97.4931 | 2.0251 | 1012.082 | 20.5944
|  |  | -0.3401 | -0.0059399 | -10.6936 | 97.6599 | 1.9941 | 989.3064 | 19.7959
|  |  | -0.41737 | -0.032957 | 10.2086 | 97.5826 | 1.967 | 1010.2086 | 19.9611
|  |  | 0.048215 | -0.007865 | 2.5164 | 98.0482 | 1.9921 | 1002.5164 | 19.9634
|  |  | -0.32847 | 0.013295 | -0.39558 | 97.6715 | 2.0133 | 999.6044 | 20.1886
|  |  | 0.69445 | -0.0086493 | 12.5217 | 98.6944 | 1.9914 | 1012.5217 | 20.0255
|  |  | -0.26381 | 0.023875 | 10.6537 | 97.7362 | 2.0239 | 1010.6537 | 20.5036
|  |  | -0.61831 | 0.0053742 | -12.8316 | 97.3817 | 2.0054 | 987.1684 | 19.9185
|  |  | 1.3025 | -0.027084 | -1.6159 | 99.3025 | 1.9729 | 998.3841 | 19.4492
|  |  | 0.8347 | -0.025523 | -5.5703 | 98.8347 | 1.9745 | 994.4297 | 19.4772
|  |  | -0.40362 | -0.011385 | -9.231 | 97.5964 | 1.9886 | 990.769 | 19.7847
|  |  | -0.33835 | -0.016561 | -6.0932 | 97.6617 | 1.9834 | 993.9068 | 19.7837
|  |  | 0.25432 | -0.035204 | 2.4524 | 98.2543 | 1.9648 | 1002.4524 | 19.6531
|  |  | 0.23238 | 0.0025912 | -6.1563 | 98.2324 | 2.0026 | 993.8437 | 19.856
|  |  | -0.31133 | 0.056982 | 4.1534 | 97.6887 | 2.057 | 1004.1534 | 20.7079
|  |  | 0.21346 | -0.0045812 | 6.8996 | 98.2135 | 1.9954 | 1006.8996 | 20.05
|  |  | -0.19242 | 0.027772 | -1.8652 | 97.8076 | 2.0278 | 998.1348 | 20.2733
|  |  | 0.71773 | 0.013108 | 0.1711 | 98.7177 | 2.0131 | 1000.1711 | 19.9884
|  |  | 0.3437 | -0.002885 | -4.677 | 98.3437 | 1.9971 | 995.323 | 19.8102
|  |  | 0.18715 | -0.012945 | 6.7627 | 98.1871 | 1.9871 | 1006.7627 | 19.9701
|  |  | -0.14391 | -0.0030589 | 6.1646 | 97.8561 | 1.9969 | 1006.1646 | 20.1221
|  |  | -0.83535 | -0.051143 | 1.331 | 97.1646 | 1.9489 | 1001.331 | 19.6891
|  |  | -0.94725 | -0.006615 | 4.3066 | 97.0527 | 1.9934 | 1004.3066 | 20.2125
|  |  | -0.17549 | -0.071922 | 2.494 | 97.8245 | 1.9281 | 1002.494 | 19.3768
|  |  | -0.36384 | -0.004454 | -1.9263 | 97.6362 | 1.9955 | 998.0737 | 19.9906
|  |  | -0.084008 | -0.01735 | 16.6359 | 97.916 | 1.9826 | 1016.6359 | 20.1768
|  |  | -0.71905 | -0.028321 | -3.2763 | 97.2809 | 1.9717 | 996.7237 | 19.8002
|  |  | -0.5368 | 0.026972 | -0.025275 | 97.4632 | 2.027 | 999.9747 | 20.3731
|  |  | -0.33829 | 0.021033 | 2.4729 | 97.6617 | 2.021 | 1002.4729 | 20.3248
|  |  | 0.94658 | 0.030422 | 3.3494 | 98.9466 | 2.0304 | 1003.3494 | 20.1751
|  |  | -0.36929 | -0.016126 | 6.0276 | 97.6307 | 1.9839 | 1006.0276 | 20.0355
|  |  | 0.91225 | 0.06103 | 2.8412 | 98.9123 | 2.061 | 1002.8412 | 20.4696
|  |  | 0.74926 | 0.001598 | 8.5129 | 98.7493 | 2.0016 | 1008.5129 | 20.0359
|  |  | 0.10855 | -0.044597 | 0.37583 | 98.1086 | 1.9554 | 1000.3758 | 19.5489
|  |  | -0.68034 | 0.024919 | 6.7304 | 97.3197 | 2.0249 | 1006.7304 | 20.52
|  |  | 0.64111 | 0.01794 | -0.29056 | 98.6411 | 2.0179 | 999.7094 | 20.0415
|  |  | -0.8385 | 0.027274 | -2.33 | 97.1615 | 2.0273 | 997.67 | 20.3909
|  |  | -0.44963 | 0.038831 | -0.10302 | 97.5504 | 2.0388 | 999.897 | 20.4703
|  |  | 0.064062 | 0.018167 | 6.3523 | 98.0641 | 2.0182 | 1006.3523 | 20.2932
|  |  | -0.31189 | 0.017808 | 0.59523 | 97.6881 | 2.0178 | 1000.5952 | 20.2496
|  |  | 0.2553 | 0.0026909 | -4.4774 | 98.2553 | 2.0027 | 995.5226 | 19.8859
|  |  | -0.13436 | 0.046424 | -2.7455 | 97.8656 | 2.0464 | 997.2545 | 20.426
|  |  | 0.71257 | -0.041462 | 1.0983 | 98.7126 | 1.9585 | 1001.0983 | 19.4762
|  |  | 0.66072 | 0.0086669 | 4.5574 | 98.6607 | 2.0087 | 1004.5574 | 20.044
|  |  | -0.60435 | 0.00054481 | -10.7201 | 97.3956 | 2.0005 | 989.2799 | 19.9112
|  |  | 0.57673 | -0.0089092 | -0.015876 | 98.5767 | 1.9911 | 999.9841 | 19.7982
|  |  | -1.1765 | -0.026528 | -3.1379 | 96.8235 | 1.9735 | 996.8621 | 19.9123
|  |  | -0.75612 | -0.014388 | -5.9529 | 97.2439 | 1.9856 | 994.0471 | 19.8912
|  |  | 0.057817 | -0.012685 | -3.5586 | 98.0578 | 1.9873 | 996.4414 | 19.7935
|  |  | 0.35938 | -0.028641 | 7.9376 | 98.3594 | 1.9714 | 1007.9376 | 19.8046
|  |  | 0.028415 | -0.014695 | 4.7535 | 98.0284 | 1.9853 | 1004.7535 | 19.9447
|  |  | 0.20077 | -0.029427 | 6.5241 | 98.2008 | 1.9706 | 1006.5241 | 19.8004
|  |  | 0.78375 | 0.025063 | -2.1767 | 98.7837 | 2.0251 | 997.8233 | 20.0444
|  |  | 0.4052 | -0.0046056 | -3.0547 | 98.4052 | 1.9954 | 996.9453 | 19.8136
|  |  | -0.73859 | -0.045519 | -0.10815 | 97.2614 | 1.9545 | 999.8918 | 19.6971
|  |  | 1.2162 | -0.029353 | -7.6311 | 99.2162 | 1.9706 | 992.3689 | 19.3267
|  |  | 0.60036 | 0.016875 | 4.2147 | 98.6004 | 2.0169 | 1004.2147 | 20.1295
|  |  | -0.12339 | -0.015986 | -12.8803 | 97.8766 | 1.984 | 987.1197 | 19.6119
|  |  | 0.38579 | 0.016391 | -4.8252 | 98.3858 | 2.0164 | 995.1748 | 19.9862
|  |  | -0.057654 | -0.071075 | -0.34953 | 97.9423 | 1.9289 | 999.6505 | 19.3074
|  |  | -0.67268 | -0.00071264 | 1.2705 | 97.3273 | 1.9993 | 1001.2705 | 20.154
|  |  | -0.52856 | 0.020422 | -5.3193 | 97.4714 | 2.0204 | 994.6807 | 20.1994
|  |  | -0.082696 | -0.029191 | 5.7316 | 97.9173 | 1.9708 | 1005.7316 | 19.8433
|  |  | 0.2077 | -0.047976 | -11.1768 | 98.2077 | 1.952 | 988.8232 | 19.2713
|  |  | 0.16304 | 0.030647 | -0.49327 | 98.163 | 2.0306 | 999.5067 | 20.2572
|  |  | 1.3785 | -0.02243 | -8.489 | 99.3785 | 1.9776 | 991.511 | 19.3455
|  |  | 2.2268 | -0.038349 | 11.838 | 100.2268 | 1.9617 | 1011.838 | 19.4237
|  |  | -0.15271 | 0.020854 | -5.8247 | 97.8473 | 2.0209 | 994.1753 | 20.1174
|  |  | -0.093401 | -0.076538 | -4.8783 | 97.9066 | 1.9235 | 995.1217 | 19.1734
|  |  | -0.38253 | 0.0090144 | -1.6648 | 97.6175 | 2.009 | 998.3352 | 20.1319
|  |  | 0.13232 | 0.0093924 | 11.5371 | 98.1323 | 2.0094 | 1011.5371 | 20.297
|  |  | -0.31815 | -0.0070892 | 7.3592 | 97.6818 | 1.9929 | 1007.3592 | 20.1413
|  |  | -0.66737 | 0.00013924 | -5.8086 | 97.3326 | 2.0001 | 994.1914 | 20.0188
|  |  | -0.19507 | 0.051367 | 10.4276 | 97.8049 | 2.0514 | 1010.4276 | 20.7574
|  |  | -0.036593 | 0.02143 | 1.6291 | 97.9634 | 2.0214 | 1001.6291 | 20.2503
|  |  | 0.048796 | -0.0027441 | -1.2582 | 98.0488 | 1.9973 | 998.7418 | 19.9382
|  |  | 0.80723 | 0.030151 | 1.7516 | 98.8072 | 2.0302 | 1001.7516 | 20.1682
|  |  | -0.91162 | 0.01331 | 5.0933 | 97.0884 | 2.0133 | 1005.0933 | 20.4191
|  |  | -0.095498 | -0.044063 | 8.1153 | 97.9045 | 1.9559 | 1008.1153 | 19.7457
|  |  | -0.41551 | 0.016705 | -8.5979 | 97.5845 | 2.0167 | 991.4021 | 20.0737
|  |  | 0.2746 | 0.0034189 | 6.4566 | 98.2746 | 2.0034 | 1006.4566 | 20.1076
|  |  | -0.76481 | -0.032423 | -5.7345 | 97.2352 | 1.9676 | 994.2655 | 19.7202
|  |  | 0.21206 | 0.058673 | -8.7116 | 98.2121 | 2.0587 | 991.2884 | 20.3523
|  |  | -1.3224 | 0.0076608 | 0.65373 | 96.6776 | 2.0077 | 1000.6537 | 20.3574
|  |  | -0.17514 | -0.0053947 | -0.91803 | 97.8249 | 1.9946 | 999.082 | 19.9638
|  |  | -0.409 | -0.0013932 | -6.3284 | 97.591 | 1.9986 | 993.6716 | 19.9414
|  |  | -0.33701 | -0.02867 | -5.683 | 97.663 | 1.9713 | 994.317 | 19.6732
|  |  | -0.80601 | 0.0052335 | 13.4161 | 97.194 | 2.0052 | 1013.4161 | 20.4854
|  |  | -0.90833 | 0.021023 | -9.2586 | 97.0917 | 2.021 | 990.7414 | 20.2024
|  |  | -0.44496 | 0.02916 | 6.4021 | 97.555 | 2.0292 | 1006.4021 | 20.5068
|  |  | -0.61126 | -0.050264 | 13.0606 | 97.3887 | 1.9497 | 1013.0606 | 19.8835
|  |  | -0.62866 | -0.026448 | 10.0947 | 97.3713 | 1.9736 | 1010.0947 | 20.0662
|  |  | 0.18933 | 0.019957 | 10.9775 | 98.1893 | 2.02 | 1010.9775 | 20.3787
|  |  | 0.1624 | -0.063593 | -6.5086 | 98.1624 | 1.9364 | 993.4914 | 19.219
|  |  | 0.50175 | 0.010013 | 8.9754 | 98.5018 | 2.01 | 1008.9754 | 20.1773
|  |  | -0.071633 | 0.068762 | 3.1373 | 97.9284 | 2.0688 | 1003.1373 | 20.7531
|  |  | -0.57076 | 0.040759 | -0.56633 | 97.4292 | 2.0408 | 999.4337 | 20.5047
|  |  | 0.85949 | -0.051465 | -9.124 | 98.8595 | 1.9485 | 990.876 | 19.1528
|  |  | -0.060874 | -0.0036201 | -5.614 | 97.9391 | 1.9964 | 994.386 | 19.8645
|  |  | -0.13324 | 0.008887 | -4.6241 | 97.8668 | 2.0089 | 995.3759 | 20.0209
|  |  | 0.19998 | 0.0078605 | 6.0216 | 98.2 | 2.0079 | 1006.0216 | 20.1576
|  |  | 0.38931 | -0.0099712 | -3.9586 | 98.3893 | 1.99 | 996.0414 | 19.7466
|  |  | -0.40005 | -0.025323 | 2.9593 | 97.6 | 1.9747 | 1002.9593 | 19.8898
|  |  | -0.12898 | 0.019228 | 1.3285 | 97.871 | 2.0192 | 1001.3285 | 20.2413
|  |  | 0.64186 | -0.018279 | -23.8226 | 98.6419 | 1.9817 | 976.1774 | 19.2252
|  |  | 0.27925 | 0.024062 | -6.0403 | 98.2792 | 2.0241 | 993.9597 | 20.0575
|  |  | 0.49526 | -0.050198 | -7.8275 | 98.4953 | 1.9498 | 992.1725 | 19.2597
|  |  | 1.2011 | 0.034943 | -4.1655 | 99.2011 | 2.0349 | 995.8345 | 20.0172
|  |  | 0.43836 | 0.00030693 | -11.9681 | 98.4384 | 2.0003 | 988.0319 | 19.6774
|  |  | 0.79071 | 0.039728 | 7.0952 | 98.7907 | 2.0397 | 1007.0952 | 20.3728
|  |  | 2.0234 | 0.042175 | -2.4566 | 100.0234 | 2.0422 | 997.5434 | 19.9593
|  |  | -0.34706 | 0.00078871 | 8.1479 | 97.6529 | 2.0008 | 1008.1479 | 20.241
|  |  | 0.58745 | 0.022416 | 12.4996 | 98.5875 | 2.0224 | 1012.4996 | 20.3528
|  |  | -0.90133 | -0.035424 | -3.0194 | 97.0987 | 1.9646 | 996.9806 | 19.7717
|  |  | 0.39495 | -0.02296 | 5.0934 | 98.3949 | 1.977 | 1005.0934 | 19.7975
|  |  | 0.75212 | 0.030938 | 4.4643 | 98.7521 | 2.0309 | 1004.4643 | 20.2415
|  |  | -0.23069 | -0.026339 | -10.4035 | 97.7693 | 1.9737 | 989.5965 | 19.5816
|  |  | 0.10768 | 0.0062413 | 3.7388 | 98.1077 | 2.0062 | 1003.7388 | 20.1145
|  |  | 0.086694 | -0.018427 | 3.4143 | 98.0867 | 1.9816 | 1003.4143 | 19.8698
|  |  | -0.4092 | -0.0016059 | -6.4103 | 97.5908 | 1.9984 | 993.5897 | 19.9377
|  |  | -0.80633 | -0.024481 | -12.2999 | 97.1937 | 1.9755 | 987.7001 | 19.6757
|  |  | 0.74171 | 0.059964 | -16.2392 | 98.7417 | 2.06 | 983.7608 | 20.1039
|  |  | -0.68781 | -0.0024396 | -9.1052 | 97.3122 | 1.9976 | 990.8948 | 19.9313
|  |  | 0.1905 | 0.028539 | 3.4098 | 98.1905 | 2.0285 | 1003.4098 | 20.3101
|  |  | 0.10592 | -0.0060359 | 12.7502 | 98.1059 | 1.994 | 1012.7502 | 20.1737
|  |  | 0.79062 | 0.042189 | -4.7883 | 98.7906 | 2.0422 | 995.2117 | 20.1562
|  |  | 0.41358 | -0.023294 | 0.77278 | 98.4136 | 1.9767 | 1000.7728 | 19.7054
|  |  | 1.1889 | 0.02345 | 3.5237 | 99.1889 | 2.0234 | 1003.5237 | 20.0626
|  |  | -0.29195 | 0.024071 | 7.3986 | 97.708 | 2.0241 | 1007.3986 | 20.4452
|  |  | 0.17532 | 0.018624 | 6.2405 | 98.1753 | 2.0186 | 1006.2405 | 20.2729
|  |  | -0.71357 | 0.044162 | 13.6259 | 97.2864 | 2.0442 | 1013.6259 | 20.8598
|  |  | -0.27924 | -0.020559 | 9.2828 | 97.7208 | 1.9794 | 1009.2828 | 20.0382
|  |  | -0.52283 | -0.022353 | 8.3655 | 97.4772 | 1.9776 | 1008.3655 | 20.0512
|  |  | -0.45148 | 0.0071428 | -17.079 | 97.5485 | 2.0071 | 982.921 | 19.8167
|  |  | -0.0089662 | -0.04855 | 8.0413 | 97.991 | 1.9514 | 1008.0413 | 19.6827
|  |  | 0.52444 | 0.0016823 | -5.7236 | 98.5244 | 2.0017 | 994.2764 | 19.7981
|  |  | -1.1458 | 0.03517 | -8.2623 | 96.8542 | 2.0352 | 991.7377 | 20.4102
|  |  | -0.14599 | 0.044581 | 1.4747 | 97.854 | 2.0446 | 1001.4747 | 20.4967
|  |  | 0.43752 | -0.013258 | -3.186 | 98.4375 | 1.9867 | 996.814 | 19.7205
|  |  | -0.37841 | -0.021443 | 0.27064 | 97.6216 | 1.9786 | 1000.2706 | 19.8704
|  |  | -0.96628 | 0.030589 | 19.9164 | 97.0337 | 2.0306 | 1019.9164 | 20.9059
|  |  | -0.31047 | -0.032919 | -5.377 | 97.6895 | 1.9671 | 994.623 | 19.6325
|  |  | 0.71266 | 0.021338 | 3.9779 | 98.7127 | 2.0213 | 1003.9779 | 20.1459
|  |  | -0.050124 | 0.0055858 | 15.8852 | 97.9499 | 2.0056 | 1015.8852 | 20.3835
|  |  | 1.132 | 0.01355 | -4.9349 | 99.132 | 2.0136 | 995.0651 | 19.8092
|  |  | 0.02087 | -0.00042925 | -6.2947 | 98.0209 | 1.9996 | 993.7053 | 19.8658
|  |  | -0.20828 | 0.011698 | -0.58938 | 97.7917 | 2.0117 | 999.4106 | 20.1447
|  |  | 0.41167 | -0.019887 | 4.5029 | 98.4117 | 1.9801 | 1004.5029 | 19.8127
|  |  | -0.75308 | 0.053445 | -4.8116 | 97.2469 | 2.0534 | 995.1884 | 20.5796
|  |  | -0.4821 | 0.032029 | -2.9472 | 97.5179 | 2.032 | 997.0528 | 20.352
|  |  | 0.30877 | 0.023079 | 1.6237 | 98.3088 | 2.0231 | 1001.6237 | 20.1966
|  |  | -1.2189 | -0.0008328 | 6.1005 | 96.7811 | 1.9992 | 1006.1005 | 20.362
|  |  | 0.72109 | 0.031308 | 19.4643 | 98.7211 | 2.0313 | 1019.4643 | 20.5538
|  |  | -0.3529 | -0.015758 | 0.78706 | 97.6471 | 1.9842 | 1000.7871 | 19.9315
|  |  | 1.7031 | 0.015188 | 1.3495 | 99.7031 | 2.0152 | 1001.3495 | 19.8382
|  |  | 0.15274 | 0.024887 | -2.2783 | 98.1527 | 2.0249 | 997.7217 | 20.1669
|  |  | 0.73478 | 0.0048139 | -6.6905 | 98.7348 | 2.0048 | 993.3095 | 19.7678
|  |  | 0.26021 | 0.055786 | -0.68151 | 98.2602 | 2.0558 | 999.3185 | 20.4791
|  |  | 0.26624 | 0.019906 | 2.1939 | 98.2662 | 2.0199 | 1002.1939 | 20.1856
|  |  | 0.51095 | -0.020231 | -7.1368 | 98.5109 | 1.9798 | 992.8632 | 19.5604
|  |  | -0.6541 | -0.044851 | -3.5072 | 97.3459 | 1.9551 | 996.4928 | 19.6201
|  |  | 0.83471 | 0.029757 | 7.7614 | 98.8347 | 2.0298 | 1007.7614 | 20.2798
|  |  | -0.041585 | 0.058221 | 6.4237 | 97.9584 | 2.0582 | 1006.4237 | 20.711
|  |  | 0.072261 | -0.0055386 | -7.2075 | 98.0723 | 1.9945 | 992.7925 | 19.7877
|  |  | -0.26315 | -0.022946 | -8.3484 | 97.7368 | 1.9771 | 991.6516 | 19.6617
|  |  | -0.32573 | 0.0048056 | 20.3586 | 97.6743 | 2.0048 | 1020.3586 | 20.5221
|  |  | -0.58169 | 0.017159 | -8.6919 | 97.4183 | 2.0172 | 991.3081 | 20.1098
|  |  | 0.57778 | -0.035391 | 10.878 | 98.5778 | 1.9646 | 1010.878 | 19.7527
|  |  | -0.058536 | -0.0041884 | 5.2906 | 97.9415 | 1.9958 | 1005.2906 | 20.0763
|  |  | -1.3329 | -0.031257 | -3.1075 | 96.6671 | 1.9687 | 996.8925 | 19.8977
|  |  | -0.080151 | -0.0059651 | -1.6144 | 97.9198 | 1.994 | 998.3856 | 19.9253
|  |  | 1.2442 | 0.020924 | -0.060259 | 99.2442 | 2.0209 | 999.9397 | 19.9556
|  |  | 0.22329 | -0.059595 | -1.7189 | 98.2233 | 1.9404 | 998.2811 | 19.339
|  |  | -0.078777 | -0.064184 | 2.6766 | 97.9212 | 1.9358 | 1002.6766 | 19.4378
|  |  | -0.099976 | -0.01644 | 4.8864 | 97.9 | 1.9836 | 1004.8864 | 19.9558
|  |  | -0.46415 | -0.0051658 | -4.8067 | 97.5358 | 1.9948 | 995.1933 | 19.9461
|  |  | 0.98525 | -0.0031536 | 7.9003 | 98.9853 | 1.9968 | 1007.9003 | 19.9305
|  |  | 0.19805 | -0.0043618 | 1.2508 | 98.198 | 1.9956 | 1001.2508 | 19.9427
|  |  | 0.10101 | -0.027793 | -0.96208 | 98.101 | 1.9722 | 999.0379 | 19.6887
|  |  | -0.40322 | 0.020894 | -3.3818 | 97.5968 | 2.0209 | 996.6182 | 20.2179
|  |  | -0.10278 | 0.018136 | 4.4543 | 97.8972 | 2.0181 | 1004.4543 | 20.2884
|  |  | 0.054867 | -0.015406 | -5.3914 | 98.0549 | 1.9846 | 994.6086 | 19.7312
|  |  | -0.42733 | -0.046056 | 0.39501 | 97.5727 | 1.9539 | 1000.395 | 19.6401
|  |  | -0.79209 | 0.0037308 | -21.4912 | 97.2079 | 2.0037 | 978.5088 | 19.7625
|  |  | 0.43711 | 0.0070622 | -3.4954 | 98.4371 | 2.0071 | 996.5046 | 19.912
|  |  | -0.28156 | 0.015068 | -0.59306 | 97.7184 | 2.0151 | 999.4069 | 20.1925
|  |  | -0.38051 | 0.014151 | -8.1422 | 97.6195 | 2.0142 | 991.8578 | 20.051
|  |  | -0.47319 | -0.024731 | 0.80875 | 97.5268 | 1.9753 | 1000.8087 | 19.8676
|  |  | 0.18178 | 0.025807 | -7.9701 | 98.1818 | 2.0258 | 992.0299 | 20.055
|  |  | 0.23146 | -0.027649 | -2.6884 | 98.2315 | 1.9724 | 997.3116 | 19.6305
|  |  | -0.0067276 | -0.0013101 | -9.0464 | 97.9933 | 1.9987 | 990.9536 | 19.8077
|  |  | 0.28872 | -0.013518 | -1.3547 | 98.2887 | 1.9865 | 998.6453 | 19.7835
|  |  | 0.009913 | 0.02456 | 6.6096 | 98.0099 | 2.0246 | 1006.6096 | 20.3724
|  |  | 0.1426 | 0.054797 | 7.7094 | 98.1426 | 2.0548 | 1007.7094 | 20.6656
|  |  | -1.3078 | -0.022003 | 2.7449 | 96.6922 | 1.978 | 1002.7449 | 20.1016
|  |  | -0.35898 | -0.002985 | 11.8499 | 97.641 | 1.997 | 1011.8499 | 20.2802
|  |  | -0.59182 | 0.015314 | 3.2235 | 97.4082 | 2.0153 | 1003.2235 | 20.3353
|  |  | 0.64794 | -0.035673 | -21.2327 | 98.6479 | 1.9643 | 978.7673 | 19.1092
|  |  | 0.54371 | -0.01532 | 0.5634 | 98.5437 | 1.9847 | 1000.5634 | 19.7536
|  |  | -0.095007 | -0.030566 | -8.8255 | 97.905 | 1.9694 | 991.1745 | 19.5451
|  |  | -0.12475 | -0.032128 | -5.3425 | 97.8752 | 1.9679 | 994.6575 | 19.6043
|  |  | -0.28298 | 0.045 | -1.4648 | 97.717 | 2.045 | 998.5352 | 20.4688
|  |  | -0.17747 | -0.0035289 | -7.4388 | 97.8225 | 1.9965 | 992.5612 | 19.8521
|  |  | -0.2686 | 0.022327 | -19.0911 | 97.7314 | 2.0223 | 980.9089 | 19.8862
|  |  | -0.76146 | -0.033216 | -5.236 | 97.2385 | 1.9668 | 994.764 | 19.7216
|  |  | 0.42923 | -0.036422 | 9.3027 | 98.4292 | 1.9636 | 1009.3027 | 19.7409
|  |  | 0.28208 | -0.0091628 | -7.7776 | 98.2821 | 1.9908 | 992.2224 | 19.6998
|  |  | -0.09902 | -0.024538 | -7.9392 | 97.901 | 1.9755 | 992.0608 | 19.622
|  |  | -0.67831 | -0.00087922 | 3.2475 | 97.3217 | 1.9991 | 1003.2475 | 20.1933
|  |  | 0.14904 | 0.023559 | 2.1491 | 98.149 | 2.0236 | 1002.1491 | 20.2441
|  |  | 0.92207 | -0.0098572 | -8.7733 | 98.9221 | 1.9901 | 991.2267 | 19.5485
|  |  | 0.566 | 0.039418 | 7.8888 | 98.566 | 2.0394 | 1007.8888 | 20.4314
|  |  | -1.1002 | 0.00089361 | -4.6907 | 96.8998 | 2.0009 | 995.3093 | 20.1364
|  |  | -0.40194 | -0.055951 | 0.5636 | 97.5981 | 1.944 | 1000.5636 | 19.5409
|  |  | -0.59404 | -0.0056747 | -8.5582 | 97.406 | 1.9943 | 991.4418 | 19.8919
|  |  | 0.38564 | 0.031212 | 1.5074 | 98.3856 | 2.0312 | 1001.5074 | 20.2583
|  |  | 0.34189 | 0.05403 | -6.595 | 98.3419 | 2.054 | 993.405 | 20.3244
|  |  | 0.50341 | 0.010548 | -5.2952 | 98.5034 | 2.0105 | 994.7048 | 19.8968
|  |  | -0.51418 | 0.01312 | -5.3819 | 97.4858 | 2.0131 | 994.6181 | 20.1237
|  |  | -0.082186 | 0.045244 | -15.6839 | 97.9178 | 2.0452 | 984.3161 | 20.1391
|  |  | 0.60252 | -0.031194 | 0.28856 | 98.6025 | 1.9688 | 1000.2886 | 19.5819
|  |  | 0.07013 | -0.020489 | -4.1598 | 98.0701 | 1.9795 | 995.8402 | 19.703
|  |  | -0.079296 | 0.043489 | 2.0548 | 97.9207 | 2.0435 | 1002.0548 | 20.4842
|  |  | 1.1719 | 0.025277 | 4.9854 | 99.1719 | 2.0253 | 1004.9854 | 20.113
|  |  | 0.049861 | 0.009332 | 0.40714 | 98.0499 | 2.0093 | 1000.4071 | 20.0896
|  |  | 0.12547 | -0.0031634 | -10.5667 | 98.1255 | 1.9968 | 989.4333 | 19.7332
|  |  | 0.24271 | -0.040892 | -3.6836 | 98.2427 | 1.9591 | 996.3164 | 19.4796
|  |  | 0.22487 | -0.0078768 | -11.6526 | 98.2249 | 1.9921 | 988.3474 | 19.6465
|  |  | -0.35701 | 0.032539 | 5.9777 | 97.643 | 2.0325 | 1005.9777 | 20.5135
|  |  | -0.12961 | 0.015319 | -3.5824 | 97.8704 | 2.0153 | 996.4176 | 20.104
|  |  | -0.20388 | 0.029068 | -7.5175 | 97.7961 | 2.0291 | 992.4825 | 20.1734
|  |  | -0.037313 | -0.032482 | -11.9313 | 97.9627 | 1.9675 | 988.0687 | 19.454
|  |  | 0.78273 | 0.035104 | 8.3913 | 98.7827 | 2.0351 | 1008.3913 | 20.3553
|  |  | 0.52075 | -0.0016208 | -3.3469 | 98.5208 | 1.9984 | 996.6531 | 19.814
|  |  | 0.13369 | 0.057144 | -2.9381 | 98.1337 | 2.0571 | 997.0619 | 20.4719
|  |  | -0.071973 | -0.0010071 | 4.4209 | 97.928 | 1.999 | 1004.4209 | 20.093
|  |  | -1.305 | 0.0029078 | 0.020644 | 96.695 | 2.0029 | 1000.0206 | 20.2937
|  |  | 0.33235 | -0.03422 | -4.6089 | 98.3324 | 1.9658 | 995.3911 | 19.509
|  |  | 0.42666 | 0.027201 | -6.2737 | 98.4267 | 2.0272 | 993.7263 | 20.0538
|  |  | -1.3009 | -0.011397 | -11.8537 | 96.6991 | 1.9886 | 988.1463 | 19.9116
|  |  | 0.4003 | -0.053973 | -4.756 | 98.4003 | 1.946 | 995.244 | 19.3009
|  |  | 1.1272 | -0.010384 | 13.9105 | 99.1272 | 1.9896 | 1013.9105 | 19.9501
|  |  | 0.85526 | 0.0069871 | -4.033 | 98.8553 | 2.007 | 995.967 | 19.818
|  |  | 0.46173 | -0.018912 | -6.8987 | 98.4617 | 1.9811 | 993.1013 | 19.5875
|  |  | -0.26799 | 0.053838 | 11.0563 | 97.732 | 2.0538 | 1011.0563 | 20.81
|  |  | -0.47084 | 0.040764 | 4.0345 | 97.5292 | 2.0408 | 1004.0345 | 20.5785
|  |  | -0.54117 | 0.028431 | -12.3475 | 97.4588 | 2.0284 | 987.6525 | 20.1371
|  |  | 0.47823 | -0.055511 | 4.136 | 98.4782 | 1.9445 | 1004.136 | 19.4431
|  |  | 0.23195 | 0.032415 | -7.6624 | 98.2319 | 2.0324 | 992.3376 | 20.1152
|  |  | 0.098068 | -0.040622 | 6.0113 | 98.0981 | 1.9594 | 1006.0113 | 19.7002
|  |  | -1.3525 | -0.058898 | -7.6659 | 96.6475 | 1.9411 | 992.3341 | 19.538
|  |  | 0.49726 | 0.022309 | 30.3396 | 98.4973 | 2.0223 | 1030.3396 | 20.7289
|  |  | -0.45803 | -0.036142 | -9.2949 | 97.542 | 1.9639 | 990.7051 | 19.5527
|  |  | 0.59442 | -0.054585 | 14.4076 | 98.5944 | 1.9454 | 1014.4076 | 19.6285
|  |  | -0.035708 | 0.054605 | 4.4012 | 97.9643 | 2.0546 | 1004.4012 | 20.6326
|  |  | 0.34939 | 0.052069 | -0.098838 | 98.3494 | 2.0521 | 999.9012 | 20.4366
|  |  | -0.36613 | 0.038496 | -5.0395 | 97.6339 | 2.0385 | 994.9605 | 20.3489
|  |  | -0.8115 | 0.0042891 | 1.5604 | 97.1885 | 2.0043 | 1001.5604 | 20.2375
|  |  | 0.086268 | -0.012799 | -1.6999 | 98.0863 | 1.9872 | 998.3001 | 19.8237
|  |  | 0.52183 | -0.028172 | -3.289 | 98.5218 | 1.9718 | 996.711 | 19.5569
|  |  | 0.33623 | -0.023468 | -7.6546 | 98.3362 | 1.9765 | 992.3454 | 19.5529
|  |  | 0.26979 | 0.040708 | 6.348 | 98.2698 | 2.0407 | 1006.348 | 20.4731
|  |  | 0.99086 | 0.004517 | 0.92467 | 98.9909 | 2.0045 | 1000.9247 | 19.866
|  |  | -0.32509 | -0.006217 | -17.9016 | 97.6749 | 1.9938 | 982.0984 | 19.646
|  |  | -0.28012 | -0.0038073 | 13.4188 | 97.7199 | 1.9962 | 1013.4188 | 20.2874
|  |  | 0.55581 | 0.033744 | 8.5098 | 98.5558 | 2.0337 | 1008.5098 | 20.3903
|  |  | 0.046296 | 0.014417 | -3.5772 | 98.0463 | 2.0144 | 996.4228 | 20.0599
|  |  | -0.12709 | -0.022394 | 8.8226 | 97.8729 | 1.9776 | 1008.8226 | 19.9804
|  |  | 0.36482 | 0.0028231 | -14.6809 | 98.3648 | 2.0028 | 985.3191 | 19.6619
|  |  | -0.90054 | 0.043081 | -0.77201 | 97.0995 | 2.0431 | 999.228 | 20.5916
|  |  | 0.32205 | 0.024823 | -0.50458 | 98.3221 | 2.0248 | 999.4954 | 20.1681
|  |  | 0.040957 | 0.011131 | 14.6549 | 98.041 | 2.0111 | 1014.6549 | 20.3954
|  |  | -0.22977 | -0.032325 | -5.6689 | 97.7702 | 1.9677 | 994.3311 | 19.6166
|  |  | -0.10663 | -0.0044987 | 8.1044 | 97.8934 | 1.9955 | 1008.1044 | 20.1391
|  |  | -0.17832 | -0.011075 | 7.7162 | 97.8217 | 1.9889 | 1007.7162 | 20.0807
|  |  | 1.3443 | -0.00094966 | 4.5549 | 99.3443 | 1.9991 | 1004.5549 | 19.8154
|  |  | 0.11432 | -0.0012793 | 5.3665 | 98.1143 | 1.9987 | 1005.3665 | 20.0718
|  |  | -0.0048433 | -0.058936 | -1.9293 | 97.9952 | 1.9411 | 998.0707 | 19.3856
|  |  | -0.32289 | -0.018923 | 2.4479 | 97.6771 | 1.9811 | 1002.4479 | 19.9274
|  |  | -0.41721 | 0.039021 | 8.374 | 97.5828 | 2.039 | 1008.374 | 20.639
|  |  | -0.45989 | -0.025933 | -7.4924 | 97.5401 | 1.9741 | 992.5076 | 19.6884
|  |  | 0.44802 | -0.020825 | 7.4719 | 98.448 | 1.9792 | 1007.4719 | 19.8548
|  |  | 0.16602 | -0.01074 | 0.65394 | 98.166 | 1.9893 | 1000.6539 | 19.8747
|  |  | 0.17284 | 0.019264 | -5.8508 | 98.1728 | 2.0193 | 994.1492 | 20.036
|  |  | 0.66114 | 0.0026969 | 4.3576 | 98.6611 | 2.0027 | 1004.3576 | 19.9816
|  |  | 0.5376 | 0.021316 | 18.2972 | 98.5376 | 2.0213 | 1018.2972 | 20.4686
|  |  | -0.27399 | 0.010373 | -9.7713 | 97.726 | 2.0104 | 990.2287 | 19.9599
|  |  | -1.314 | 0.020174 | -15.9397 | 96.686 | 2.0202 | 984.0603 | 20.1403
|  |  | 0.96289 | -0.02049 | -5.6046 | 98.9629 | 1.9795 | 994.3954 | 19.5004
|  |  | -0.21541 | 0.033091 | 13.3956 | 97.7846 | 2.0331 | 1013.3956 | 20.6409
|  |  | -0.41203 | -0.0019584 | -0.36296 | 97.588 | 1.998 | 999.637 | 20.0562
|  |  | 0.10521 | 0.034416 | -6.0327 | 98.1052 | 2.0344 | 993.9673 | 20.1932
|  |  | -0.25333 | -0.037741 | -5.2934 | 97.7467 | 1.9623 | 994.7066 | 19.5757
|  |  | 0.10184 | 0.015987 | -2.0236 | 98.1018 | 2.016 | 997.9764 | 20.0954
|  |  | 0.38731 | 0.031453 | -5.9713 | 98.3873 | 2.0315 | 994.0287 | 20.109
|  |  | -1.2181 | -0.026781 | -11.634 | 96.7819 | 1.9732 | 988.366 | 19.7485
|  |  | -0.4716 | -0.019357 | 6.8946 | 97.5284 | 1.9806 | 1006.8946 | 20.0414
|  |  | 0.070878 | 0.024574 | 8.0452 | 98.0709 | 2.0246 | 1008.0452 | 20.3892
|  |  | 0.212 | -0.04928 | 1.9812 | 98.212 | 1.9507 | 1001.9812 | 19.5141
|  |  | -1.2705 | 0.0089894 | 15.5768 | 96.7295 | 2.009 | 1015.5768 | 20.6635
|  |  | -0.72055 | 0.0366 | -4.849 | 97.2795 | 2.0366 | 995.151 | 20.4068
|  |  | 0.13948 | 0.034354 | 8.8009 | 98.1395 | 2.0344 | 1008.8009 | 20.487
|  |  | 0.17053 | -0.039349 | 3.4609 | 98.1705 | 1.9607 | 1003.4609 | 19.6486
|  |  | -0.46896 | -0.04627 | 1.8393 | 97.531 | 1.9537 | 1001.8393 | 19.6746
|  |  | -0.38326 | 0.038176 | -10.1363 | 97.6167 | 2.0382 | 989.8637 | 20.245
|  |  | -0.74783 | -0.034445 | -11.6148 | 97.2522 | 1.9656 | 988.3852 | 19.5804
|  |  | 0.030076 | 0.028875 | 5.8859 | 98.0301 | 2.0289 | 1005.8859 | 20.3961
|  |  | -0.34714 | -0.010778 | -6.8039 | 97.6529 | 1.9892 | 993.1961 | 19.8278
|  |  | -0.15274 | -0.028499 | -2.7371 | 97.8473 | 1.9715 | 997.2629 | 19.6967
|  |  | 0.026432 | 0.029021 | -4.8544 | 98.0264 | 2.029 | 995.1456 | 20.1805
|  |  | 0.42562 | 0.0080816 | -7.1105 | 98.4256 | 2.0081 | 992.8895 | 19.8519
|  |  | 0.24413 | 0.026044 | -12.0849 | 98.2441 | 2.026 | 987.9151 | 19.9617
|  |  | -0.089331 | 0.00057288 | 0.86365 | 97.9107 | 2.0006 | 1000.8637 | 20.0408
|  |  | -0.56234 | 0.087884 | -4.4744 | 97.4377 | 2.0879 | 995.5256 | 20.8845
|  |  | 0.085156 | -0.021014 | -1.3484 | 98.0852 | 1.979 | 998.6516 | 19.7505
|  |  | -0.15176 | -0.011879 | -3.4423 | 97.8482 | 1.9881 | 996.5577 | 19.8452
|  |  | -0.70281 | -0.03495 | 7.1472 | 97.2972 | 1.9651 | 1007.1472 | 19.938
|  |  | 0.24736 | -0.0071634 | 0.32738 | 98.2474 | 1.9928 | 1000.3274 | 19.8871
|  |  | 0.37166 | 0.1024 | 6.7175 | 98.3717 | 2.1024 | 1006.7175 | 21.0654
|  |  | 0.10665 | -0.0097444 | -11.3064 | 98.1067 | 1.9903 | 988.6936 | 19.6585
|  |  | -0.48838 | 0.021323 | -3.6348 | 97.5116 | 2.0213 | 996.3652 | 20.2343
|  |  | 0.75574 | 0.01226 | 1.4034 | 98.7557 | 2.0123 | 1001.4034 | 19.9973
|  |  | 0.24551 | -0.046458 | 14.5284 | 98.2455 | 1.9535 | 1014.5284 | 19.7799
|  |  | -0.11958 | 0.017922 | 2.5849 | 97.8804 | 2.0179 | 1002.5849 | 20.252
|  |  | -0.43865 | 0.035917 | 0.24368 | 97.5614 | 2.0359 | 1000.2437 | 20.4465
|  |  | -0.78818 | -0.05277 | 12.2762 | 97.2118 | 1.9472 | 1012.2762 | 19.8785
|  |  | -0.33969 | -0.028413 | 8.886 | 97.6603 | 1.9716 | 1008.886 | 19.9646
|  |  | 0.54056 | 0.0082545 | 3.4931 | 98.5406 | 2.0083 | 1003.4931 | 20.0427
|  |  | 0.53123 | -0.035575 | -8.1497 | 98.5312 | 1.9644 | 991.8503 | 19.3881
|  |  | 0.71599 | 0.067965 | 4.4423 | 98.716 | 2.068 | 1004.4423 | 20.6099
|  |  | 0.89659 | -0.0015203 | 6.9879 | 98.8966 | 1.9985 | 1006.9879 | 19.9459
|  |  | 0.55062 | -0.025808 | -4.7088 | 98.5506 | 1.9742 | 995.2912 | 19.5464
|  |  | 1.3403 | 0.032735 | 7.4785 | 99.3403 | 2.0327 | 1007.4785 | 20.202
|  |  | 0.071299 | -0.062492 | 0.15172 | 98.0713 | 1.9375 | 1000.1517 | 19.3763
|  |  | -0.67628 | -0.029893 | 7.1495 | 97.3237 | 1.9701 | 1007.1495 | 19.983
|  |  | -0.094629 | 0.036422 | 6.5753 | 97.9054 | 2.0364 | 1006.5753 | 20.5101
|  |  | 1.6052 | 0.021992 | 12.2589 | 99.6052 | 2.022 | 1012.2589 | 20.1401
|  |  | -0.87027 | 0.0088019 | -2.1339 | 97.1297 | 2.0088 | 997.8661 | 20.2193
|  |  | -0.45088 | 0.039535 | 9.8147 | 97.5491 | 2.0395 | 1009.8147 | 20.6806
|  |  | 0.069089 | -0.010758 | -0.94619 | 98.0691 | 1.9892 | 999.0538 | 19.862
|  |  | -0.7735 | -0.0022149 | -1.0537 | 97.2265 | 1.9978 | 998.9463 | 20.1128
|  |  | 0.024304 | 0.0094208 | -0.19729 | 98.0243 | 2.0094 | 999.8027 | 20.0835
|  |  | 0.16147 | -0.017209 | -4.5286 | 98.1615 | 1.9828 | 995.4714 | 19.7097
|  |  | 0.4619 | -0.027499 | -4.3922 | 98.4619 | 1.9725 | 995.6078 | 19.5534
|  |  | 0.05992 | -0.037643 | -22.1675 | 98.0599 | 1.9624 | 977.8325 | 19.1843
|  |  | 0.22386 | -0.047002 | -2.7719 | 98.2239 | 1.953 | 997.2281 | 19.4415
|  |  | 0.85466 | -0.0023357 | 1.927 | 98.8547 | 1.9977 | 1001.927 | 19.846
|  |  | -0.53063 | 0.00061302 | -9.4302 | 97.4694 | 2.0006 | 990.5698 | 19.9231
|  |  | 0.50602 | 0.0035687 | 11.1564 | 98.506 | 2.0036 | 1011.1564 | 20.1565
|  |  | 0.012302 | 0.01898 | 1.9379 | 98.0123 | 2.019 | 1001.9379 | 20.2226
|  |  | -0.7591 | 0.013481 | 6.0799 | 97.2409 | 2.0135 | 1006.0799 | 20.4094
|  |  | 0.73289 | -0.01659 | -4.5626 | 98.7329 | 1.9834 | 995.4374 | 19.6032
|  |  | 0.257 | 0.045327 | 2.0164 | 98.257 | 2.0453 | 1002.0164 | 20.4327
|  |  | 0.20028 | 0.029091 | 11.8339 | 98.2003 | 2.0291 | 1011.8339 | 20.484
|  |  | -0.055042 | -0.018344 | -7.7492 | 97.945 | 1.9817 | 992.2508 | 19.6774
|  |  | -0.43082 | -0.013377 | -0.80832 | 97.5692 | 1.9866 | 999.1917 | 19.9387
|  |  | -0.47938 | 0.023659 | 5.6433 | 97.5206 | 2.0237 | 1005.6433 | 20.444
|  |  | -0.92341 | 0.0021718 | -2.8167 | 97.0766 | 2.0022 | 997.1833 | 20.151
|  |  | 0.094053 | 0.018582 | -1.0078 | 98.0941 | 2.0186 | 998.9922 | 20.1428
|  |  | -0.27516 | 0.01389 | -1.1612 | 97.7248 | 2.0139 | 998.8388 | 20.1682
|  |  | 1.4624 | 0.0059211 | 3.4231 | 99.4624 | 2.0059 | 1003.4231 | 19.8366
|  |  | -0.43865 | 0.011389 | -3.0874 | 97.5613 | 2.0114 | 996.9126 | 20.1378
|  |  | -0.60976 | -0.041021 | -4.4505 | 97.3902 | 1.959 | 995.5495 | 19.6304
|  |  | -0.96877 | -0.021307 | -6.0669 | 97.0312 | 1.9787 | 993.9331 | 19.8635
|  |  | 0.25725 | -0.034851 | 6.0792 | 98.2572 | 1.9651 | 1006.0792 | 19.7271
|  |  | -1.1001 | -0.0063564 | -1.3653 | 96.8999 | 1.9936 | 998.6347 | 20.132
|  |  | 0.43767 | 0.022565 | 2.3009 | 98.4377 | 2.0226 | 1002.3009 | 20.1793
|  |  | 0.28781 | -0.00048662 | 1.5586 | 98.2878 | 1.9995 | 1001.5586 | 19.9689
|  |  | 0.11514 | -0.013214 | 0.38307 | 98.1151 | 1.9868 | 1000.3831 | 19.8552
|  |  | 0.46758 | 0.011034 | 2.3654 | 98.4676 | 2.011 | 1002.3654 | 20.0619
|  |  | 0.37561 | -0.01621 | 1.4405 | 98.3756 | 1.9838 | 1001.4405 | 19.7953
|  |  | 0.8342 | 0.0031686 | -4.6038 | 98.8342 | 2.0032 | 995.3962 | 19.7739
|  |  | -0.49449 | 0.071325 | -9.9247 | 97.5055 | 2.0713 | 990.0753 | 20.5948
|  |  | -0.05636 | 0.0090511 | -4.6735 | 97.9436 | 2.0091 | 995.3265 | 20.0061
|  |  | 0.29897 | 0.048369 | -6.4609 | 98.299 | 2.0484 | 993.5391 | 20.2809
|  |  | 0.1748 | -0.0073292 | 3.2557 | 98.1748 | 1.9927 | 1003.2557 | 19.9582
|  |  | -0.85051 | 0.0059973 | -6.191 | 97.1495 | 2.006 | 993.809 | 20.1056
|  |  | 0.42962 | -0.00047659 | 14.0131 | 98.4296 | 1.9995 | 1014.0131 | 20.1888
|  |  | -0.54009 | 0.015629 | -5.0761 | 97.4599 | 2.0156 | 994.9239 | 20.1597
|  |  | -0.42499 | -0.025217 | -3.1358 | 97.575 | 1.9748 | 996.8642 | 19.7749
|  |  | -0.051667 | 0.092488 | 4.4797 | 97.9483 | 2.0925 | 1004.4797 | 21.01
|  |  | 0.007837 | 0.024368 | -13.7164 | 98.0078 | 2.0244 | 986.2836 | 19.9596
|  |  | 0.41803 | -0.0074053 | -9.641 | 98.418 | 1.9926 | 990.359 | 19.6531
|  |  | 0.60656 | 0.036211 | 22.4004 | 98.6066 | 2.0362 | 1022.4004 | 20.6853
|  |  | 0.60453 | -0.0058371 | -0.70683 | 98.6045 | 1.9942 | 999.2932 | 19.8089
|  |  | 0.24416 | 0.03903 | -13.7865 | 98.2442 | 2.039 | 986.2135 | 20.0524
|  |  | -0.5935 | -0.030147 | -0.41556 | 97.4065 | 1.9699 | 999.5844 | 19.8139
|  |  | -0.49406 | 0.011762 | -0.2779 | 97.5059 | 2.0118 | 999.7221 | 20.2095
|  |  | 0.65381 | -0.014815 | -5.4896 | 98.6538 | 1.9852 | 994.5104 | 19.6175
|  |  | 0.94194 | 0.018348 | 4.2264 | 98.9419 | 2.0183 | 1004.2264 | 20.076
|  |  | 0.29145 | -0.0037201 | -9.8867 | 98.2915 | 1.9963 | 990.1133 | 19.7087
|  |  | -0.97809 | -0.068518 | 10.0749 | 97.0219 | 1.9315 | 1010.0749 | 19.7158
|  |  | -0.98203 | 0.0035323 | 1.963 | 97.018 | 2.0035 | 1001.963 | 20.273
|  |  | -0.20523 | -0.009257 | 2.8364 | 97.7948 | 1.9907 | 1002.8364 | 20.0068
|  |  | 1.2312 | 0.016265 | 1.2607 | 99.2312 | 2.0163 | 1001.2607 | 19.9393
|  |  | 0.70674 | -0.023547 | -2.7955 | 98.7067 | 1.9765 | 997.2045 | 19.5755
|  |  | 1.1132 | 0.0002478 | 4.9185 | 99.1132 | 2.0002 | 1004.9185 | 19.8795
|  |  | 0.49186 | 0.0070309 | 0.55603 | 98.4919 | 2.007 | 1000.556 | 19.9818
|  |  | -0.12667 | -0.048266 | 10.4292 | 97.8733 | 1.9517 | 1010.4292 | 19.7555
|  |  | -1.3299 | 0.034576 | -5.5322 | 96.6701 | 2.0346 | 994.4678 | 20.4987
|  |  | 0.12727 | -0.025638 | -5.6679 | 98.1273 | 1.9744 | 994.3321 | 19.6118
|  |  | -0.50215 | -0.013112 | -1.5112 | 97.4979 | 1.9869 | 998.4888 | 19.9416
|  |  | 0.36624 | -0.0081384 | 18.1029 | 98.3662 | 1.9919 | 1018.1029 | 20.2068
|  |  | -1.4472 | 0.025519 | -11.1999 | 96.5528 | 2.0255 | 988.8001 | 20.3172
|  |  | 0.29191 | -0.039831 | -0.63064 | 98.2919 | 1.9602 | 999.3694 | 19.5401
|  |  | 0.14443 | 0.0017585 | 5.7052 | 98.1444 | 2.0018 | 1005.7052 | 20.1024
|  |  | 0.39704 | 0.030865 | -9.9662 | 98.397 | 2.0309 | 990.0338 | 20.0206
|  |  | 1.272 | -0.034181 | 1.2855 | 99.272 | 1.9658 | 1001.2855 | 19.4428
|  |  | 0.42752 | -0.046636 | 2.8124 | 98.4275 | 1.9534 | 1002.8124 | 19.5142
|  |  | 0.49726 | -0.020254 | 11.7854 | 98.4973 | 1.9797 | 1011.7854 | 19.9357
|  |  | 0.88076 | -0.015486 | -2.9082 | 98.8808 | 1.9845 | 997.0918 | 19.6177
|  |  | -0.29671 | 0.012289 | -5.4031 | 97.7033 | 2.0123 | 994.5969 | 20.0713
|  |  | -0.69482 | 0.015198 | -0.17158 | 97.3052 | 2.0152 | 999.8284 | 20.2864
|  |  | 0.38976 | 0.0060796 | -11.7049 | 98.3898 | 2.0061 | 988.2951 | 19.7478
|  |  | 0.12492 | 0.035385 | 5.2459 | 98.1249 | 2.0354 | 1005.2459 | 20.4279
|  |  | 0.46271 | 0.044197 | -12.6376 | 98.4627 | 2.0442 | 987.3624 | 20.0818
|  |  | -0.43625 | 0.030626 | -6.2121 | 97.5637 | 2.0306 | 993.7879 | 20.2623
|  |  | -0.60487 | 0.021906 | -7.9494 | 97.3951 | 2.0219 | 992.0506 | 20.176
|  |  | 0.74708 | 0.0011596 | -4.6498 | 98.7471 | 2.0012 | 995.3502 | 19.7706
|  |  | -0.45721 | 0.017287 | -8.6322 | 97.5428 | 2.0173 | 991.3678 | 20.0871
|  |  | 0.78699 | -0.064401 | 1.9307 | 98.787 | 1.9356 | 1001.9307 | 19.2542
|  |  | -0.45634 | 0.012238 | -1.5734 | 97.5437 | 2.0122 | 998.4266 | 20.1803
|  |  | 0.32939 | 0.024302 | -2.9418 | 98.3294 | 2.0243 | 997.0582 | 20.1123
|  |  | -0.64436 | 0.019833 | -3.4451 | 97.3556 | 2.0198 | 996.5549 | 20.2552
|  |  | 0.071139 | 0.015094 | 11.812 | 98.0711 | 2.0151 | 1011.812 | 20.3714
|  |  | -0.24372 | -0.041413 | -10.4381 | 97.7563 | 1.9586 | 989.5619 | 19.4369
|  |  | -0.33274 | 0.0047524 | 12.8745 | 97.6673 | 2.0048 | 1012.8745 | 20.3724
|  |  | 0.78576 | -0.044778 | 6.135 | 98.7858 | 1.9552 | 1006.135 | 19.5275
|  |  | 0.83211 | -0.041603 | -1.9071 | 98.8321 | 1.9584 | 998.0929 | 19.3933
|  |  | -0.22071 | -0.011155 | -7.7122 | 97.7793 | 1.9888 | 992.2878 | 19.7809
|  |  | -0.68756 | -0.0018593 | 6.2204 | 97.3124 | 1.9981 | 1006.2204 | 20.2453
|  |  | -0.60178 | -0.041466 | -4.9114 | 97.3982 | 1.9585 | 995.0886 | 19.6153
|  |  | 0.33903 | -0.047234 | 7.77 | 98.339 | 1.9528 | 1007.77 | 19.6221
|  |  | -1.3092 | 0.023045 | -6.9821 | 96.6908 | 2.023 | 993.0179 | 20.3509
|  |  | -0.84498 | -0.0078911 | -4.5417 | 97.155 | 1.9921 | 995.4583 | 20.0012
|  |  | -0.059678 | -0.023443 | -8.5318 | 97.9403 | 1.9766 | 991.4682 | 19.6132
|  |  | 0.30873 | -0.042704 | -12.4363 | 98.3087 | 1.9573 | 987.5637 | 19.2783
|  |  | -0.33395 | 0.022485 | 7.6106 | 97.666 | 2.0225 | 1007.6106 | 20.4424
|  |  | 0.34206 | -0.02106 | -1.21 | 98.3421 | 1.9789 | 998.79 | 19.7022
|  |  | 0.64982 | -0.014222 | 2.8001 | 98.6498 | 1.9858 | 1002.8001 | 19.7876
|  |  | 0.33269 | 0.01583 | -4.4862 | 98.3327 | 2.0158 | 995.5138 | 19.9982
|  |  | -0.45105 | 0.041192 | -1.9821 | 97.549 | 2.0412 | 998.0179 | 20.4553
|  |  | 0.098481 | 0.031228 | 0.92689 | 98.0985 | 2.0312 | 1000.9269 | 20.3048
|  |  | -0.20677 | -0.024231 | -9.6897 | 97.7932 | 1.9758 | 990.3103 | 19.6115
|  |  | -0.27751 | -0.022306 | -9.1422 | 97.7225 | 1.9777 | 990.8578 | 19.6551
|  |  | 0.37136 | 0.040163 | 4.2081 | 98.3714 | 2.0402 | 1004.2081 | 20.4035
|  |  | 0.19055 | 0.0030945 | -4.5434 | 98.1906 | 2.0031 | 995.4566 | 19.9014
|  |  | -0.91109 | -0.011041 | 14.0211 | 97.0889 | 1.989 | 1014.0211 | 20.3562
|  |  | 0.42509 | 0.023365 | -1.7621 | 98.4251 | 2.0234 | 998.2379 | 20.1078
|  |  | -0.21949 | -0.01182 | -3.6418 | 97.7805 | 1.9882 | 996.3582 | 19.8553
|  |  | -0.12012 | 0.058248 | 17.4333 | 97.8799 | 2.0582 | 1017.4333 | 20.9543
|  |  | 0.34133 | 0.017249 | -1.3512 | 98.3413 | 2.0172 | 998.6488 | 20.0733
|  |  | 0.36956 | 0.014647 | -12.717 | 98.3696 | 2.0146 | 987.283 | 19.8141
|  |  | -1.0573 | -0.064074 | 9.1369 | 96.9427 | 1.9359 | 1009.1369 | 19.7577
|  |  | 0.87477 | 0.0072929 | 2.2029 | 98.8748 | 2.0073 | 1002.2029 | 19.9413
|  |  | -0.57938 | -0.021197 | 3.8342 | 97.4206 | 1.9788 | 1003.8342 | 19.9839
|  |  | -0.83246 | -0.0080481 | -0.98765 | 97.1675 | 1.992 | 999.0123 | 20.0685
|  |  | 0.40626 | 0.01096 | 0.4666 | 98.4063 | 2.011 | 1000.4666 | 20.0354
|  |  | 0.68026 | -0.085979 | -4.9242 | 98.6803 | 1.914 | 995.0758 | 18.9334
|  |  | -0.5888 | -0.020045 | 1.621 | 97.4112 | 1.98 | 1001.621 | 19.9531
|  |  | 0.39466 | 0.027663 | 10.0111 | 98.3947 | 2.0277 | 1010.0111 | 20.3935
|  |  | 0.93784 | 0.043242 | 5.2894 | 98.9378 | 2.0432 | 1005.2894 | 20.3409
|  |  | 1.0628 | -0.040133 | -12.0416 | 99.0628 | 1.9599 | 987.9584 | 19.1667
|  |  | 0.74688 | -0.019569 | 2.0177 | 98.7469 | 1.9804 | 1002.0177 | 19.701
|  |  | 1.8092 | -0.031962 | -0.0402 | 99.8092 | 1.968 | 999.9598 | 19.3359
|  |  | 0.40113 | -0.012118 | 9.9092 | 98.4011 | 1.9879 | 1009.9092 | 19.998
|  |  | 0.07293 | 0.010423 | -5.3886 | 98.0729 | 2.0104 | 994.6114 | 19.9792
|  |  | 0.016969 | 0.0061702 | 20.9917 | 98.017 | 2.0062 | 1020.9917 | 20.4781
|  |  | -0.18526 | 0.021528 | 1.328 | 97.8147 | 2.0215 | 1001.328 | 20.2753
|  |  | -0.2053 | 0.027054 | 2.5473 | 97.7947 | 2.0271 | 1002.5473 | 20.3585
|  |  | 0.89426 | -0.024004 | -0.6418 | 98.8943 | 1.976 | 999.3582 | 19.5769
|  |  | -0.79212 | 0.061816 | 7.6119 | 97.2079 | 2.0618 | 1007.6119 | 20.9279
|  |  | 0.12803 | -0.027997 | -2.1548 | 98.128 | 1.972 | 997.8452 | 19.6579
|  |  | 0.42537 | -2.7444e-05 | -8.5169 | 98.4254 | 2 | 991.4831 | 19.7454
|  |  | -0.27192 | 0.031317 | 6.046 | 97.7281 | 2.0313 | 1006.046 | 20.4853
|  |  | 0.51876 | -0.0012302 | -10.9166 | 98.5188 | 1.9988 | 989.0834 | 19.6677
|  |  | -0.33399 | -5.3586e-05 | 5.0141 | 97.666 | 1.9999 | 1005.0141 | 20.1671
|  |  | -0.60479 | -0.026541 | 0.25655 | 97.3952 | 1.9735 | 1000.2565 | 19.8651
|  |  | -0.65762 | -0.0013671 | 4.8304 | 97.3424 | 1.9986 | 1004.8304 | 20.2161
|  |  | 0.070527 | -0.041704 | -0.51048 | 98.0705 | 1.9583 | 999.4895 | 19.5673
|  |  | 0.3061 | -0.032441 | 5.1519 | 98.3061 | 1.9676 | 1005.1519 | 19.723
|  |  | 0.068297 | 0.016005 | -6.1286 | 98.0683 | 2.016 | 993.8714 | 20.0196
|  |  | -0.17344 | -0.0088114 | 7.645 | 97.8266 | 1.9912 | 1007.645 | 20.1007
|  |  | 0.28713 | -0.012248 | -0.65655 | 98.2871 | 1.9878 | 999.3434 | 19.81
|  |  | -0.15856 | -0.014097 | -11.4239 | 97.8414 | 1.9859 | 988.5761 | 19.6661
|  |  | 0.99971 | -0.037649 | -5.454 | 98.9997 | 1.9624 | 994.546 | 19.3305
|  |  | -0.70927 | 0.016668 | -7.061 | 97.2907 | 2.0167 | 992.939 | 20.1639
|  |  | 0.088228 | -0.0080112 | 4.1432 | 98.0882 | 1.992 | 1004.1432 | 19.9864
|  |  | 0.45557 | -0.014282 | 2.7504 | 98.4556 | 1.9857 | 1002.7504 | 19.8243
|  |  | 0.62078 | -0.016929 | 9.9102 | 98.6208 | 1.9831 | 1009.9102 | 19.907
|  |  | 0.14112 | -0.001099 | 3.5441 | 98.1411 | 1.9989 | 1003.5441 | 20.0318
|  |  | -0.71703 | -0.051431 | -2.2421 | 97.283 | 1.9486 | 997.7579 | 19.5926
|  |  | -0.024751 | -0.024502 | 3.0827 | 97.9752 | 1.9755 | 1003.0827 | 19.8256
|  |  | -0.11945 | -0.040113 | -6.3866 | 97.8806 | 1.9599 | 993.6134 | 19.5048
|  |  | -0.65985 | -0.06088 | -12.6718 | 97.3402 | 1.9391 | 987.3282 | 19.2845
|  |  | -0.64117 | 0.021646 | -4.2074 | 97.3588 | 2.0216 | 995.7926 | 20.2569
|  |  | -0.62211 | -0.017644 | 0.3578 | 97.3779 | 1.9824 | 1000.3578 | 19.9583
|  |  | 0.016176 | 0.054109 | 6.3929 | 98.0162 | 2.0541 | 1006.3929 | 20.6579
|  |  | 0.60996 | -0.015157 | -2.1001 | 98.61 | 1.9848 | 997.8999 | 19.6896
|  |  | -1.7114 | 0.007473 | 6.0678 | 96.2886 | 2.0075 | 1006.0678 | 20.5466
|  |  | 1.209 | -0.010421 | 2.7677 | 99.209 | 1.9896 | 1002.7677 | 19.7146
|  |  | 0.099639 | -0.059526 | -7.2902 | 98.0996 | 1.9405 | 992.7098 | 19.2556
|  |  | 0.66798 | 0.013944 | -8.9041 | 98.668 | 2.0139 | 991.0959 | 19.8249
|  |  | 0.53645 | 0.042596 | 7.7547 | 98.5365 | 2.0426 | 1007.7547 | 20.4658
|  |  | -0.51616 | -0.062193 | 1.8298 | 97.4838 | 1.9378 | 1001.8298 | 19.5265
|  |  | -0.62631 | 0.018514 | 2.7238 | 97.3737 | 2.0185 | 1002.7238 | 20.3639
|  |  | -0.43574 | 0.028782 | -16.898 | 97.5643 | 2.0288 | 983.102 | 20.0265
|  |  | 0.43033 | -0.020974 | 3.0335 | 98.4303 | 1.979 | 1003.0335 | 19.7694
|  |  | -0.7679 | -0.0016155 | -4.5704 | 97.2321 | 1.9984 | 995.4296 | 20.0468
|  |  | -0.36162 | 0.0076795 | 0.22016 | 97.6384 | 2.0077 | 1000.2202 | 20.1525
|  |  | 0.67766 | 0.040783 | -2.5701 | 98.6777 | 2.0408 | 997.4299 | 20.2102
|  |  | 0.96277 | 0.012593 | 0.65363 | 98.9628 | 2.0126 | 1000.6536 | 19.9445
|  |  | -0.41212 | -0.0084283 | 11.2001 | 97.5879 | 1.9916 | 1011.2001 | 20.2238
|  |  | -0.15684 | -0.0098018 | 4.0436 | 97.8432 | 1.9902 | 1004.0436 | 20.0158
|  |  | 0.65247 | -0.0069541 | 11.42 | 98.6525 | 1.993 | 1011.42 | 20.0288
|  |  | -0.47187 | -0.045296 | -0.028831 | 97.5281 | 1.9547 | 999.9712 | 19.6481
|  |  | -0.072575 | 0.024538 | 4.5198 | 97.9274 | 2.0245 | 1004.5198 | 20.3467
|  |  | -0.018284 | 0.014892 | 0.44283 | 97.9817 | 2.0149 | 1000.4428 | 20.1585
|  |  | -0.050389 | -0.0078301 | -0.42447 | 97.9496 | 1.9922 | 999.5755 | 19.9248
|  |  | 0.021309 | 0.0041558 | -11.9529 | 98.0213 | 2.0042 | 988.0471 | 19.797
|  |  | -0.49091 | 0.0071651 | -0.13723 | 97.5091 | 2.0072 | 999.8628 | 20.1665
|  |  | 0.3909 | -0.027946 | 3.7233 | 98.3909 | 1.9721 | 1003.7233 | 19.7224
|  |  | -0.31718 | -0.049912 | -0.81418 | 97.6828 | 1.9501 | 999.1858 | 19.5568
|  |  | 0.0137 | -0.067156 | -2.9899 | 98.0137 | 1.9328 | 997.0101 | 19.281
|  |  | 0.92096 | -0.0023519 | 5.4329 | 98.921 | 1.9976 | 1005.4329 | 19.9022
|  |  | 1.4596 | 0.0098669 | 4.4968 | 99.4596 | 2.0099 | 1004.4968 | 19.8967
|  |  | -0.49457 | 0.013838 | -3.9439 | 97.5054 | 2.0138 | 996.0561 | 20.1558
|  |  | -0.15711 | 0.048077 | 0.97156 | 97.8429 | 2.0481 | 1000.9716 | 20.523
|  |  | 0.68414 | 0.0088272 | -7.4827 | 98.6841 | 2.0088 | 992.5173 | 19.8007
|  |  | 0.57943 | -0.014605 | -2.3668 | 98.5794 | 1.9854 | 997.6332 | 19.6957
|  |  | 0.34511 | -0.017313 | -9.1061 | 98.3451 | 1.9827 | 990.8939 | 19.5821
|  |  | 0.16281 | -0.023982 | -1.3713 | 98.1628 | 1.976 | 998.6287 | 19.7057
|  |  | 0.56694 | 0.010428 | -10.046 | 98.5669 | 2.0104 | 989.954 | 19.7881
|  |  | -0.24548 | -0.009488 | 2.424 | 97.7545 | 1.9905 | 1002.424 | 20.0044
|  |  | 0.95684 | -0.03099 | -10.6967 | 98.9568 | 1.969 | 989.3033 | 19.3008
|  |  | 0.25991 | -0.0035861 | -8.1758 | 98.2599 | 1.9964 | 991.8242 | 19.7503
|  |  | 0.75455 | 0.011162 | 2.9258 | 98.7545 | 2.0112 | 1002.9258 | 20.0172
|  |  | 0.04275 | 0.0026803 | 8.8203 | 98.0427 | 2.0027 | 1008.8203 | 20.1943
|  |  | 0.063399 | -0.025477 | 5.221 | 98.0634 | 1.9745 | 1005.221 | 19.8408
|  |  | -0.46816 | 0.024191 | -3.4624 | 97.5318 | 2.0242 | 996.5376 | 20.2618
|  |  | -1.0085 | 0.032585 | -1.1645 | 96.9915 | 2.0326 | 998.8355 | 20.5023
|  |  | -0.47492 | 0.058017 | 3.0765 | 97.5251 | 2.058 | 1003.0765 | 20.7299
|  |  | 0.40098 | -0.010398 | -2.6433 | 98.401 | 1.9896 | 997.3567 | 19.7662
|  |  | 0.17548 | -0.062856 | 0.35512 | 98.1755 | 1.9371 | 1000.3551 | 19.3565
|  |  | -0.45767 | 0.043143 | 5.479 | 97.5423 | 2.0431 | 1005.479 | 20.6289
|  |  | -0.39045 | 0.012274 | 11.1457 | 97.6095 | 2.0123 | 1011.1457 | 20.4243
|  |  | -0.46295 | 0.049306 | -14.1989 | 97.537 | 2.0493 | 985.8011 | 20.286
|  |  | -0.52279 | -0.027433 | -7.16 | 97.4772 | 1.9726 | 992.84 | 19.6928
|  |  | -0.17856 | -0.022351 | -8.8883 | 97.8214 | 1.9776 | 991.1117 | 19.6402
|  |  | 0.58567 | -0.0055583 | -2.2636 | 98.5857 | 1.9944 | 997.7364 | 19.7845
|  |  | 0.2896 | 0.020286 | 1.2039 | 98.2896 | 2.0203 | 1001.2039 | 20.1647
|  |  | 0.13861 | -0.019282 | -3.3458 | 98.1386 | 1.9807 | 996.6542 | 19.7174
|  |  | -0.29954 | 0.052248 | -3.931 | 97.7005 | 2.0522 | 996.069 | 20.4925
|  |  | -0.8192 | 0.051022 | -13.6291 | 97.1808 | 2.051 | 986.3709 | 20.3873
|  |  | 0.23634 | -0.027098 | 1.0585 | 98.2363 | 1.9729 | 1001.0585 | 19.7087
|  |  | 0.17148 | 0.045533 | -6.8636 | 98.1715 | 2.0455 | 993.1364 | 20.2709
|  |  | -1.7834 | 0.014511 | 0.11044 | 96.2166 | 2.0145 | 1000.1104 | 20.5101
|  |  | -0.57181 | 0.014547 | 1.0349 | 97.4282 | 2.0145 | 1001.0349 | 20.2793
|  |  | -0.0066582 | 0.0021108 | -7.8633 | 97.9933 | 2.0021 | 992.1367 | 19.8646
|  |  | 0.88955 | -0.0095367 | 3.9246 | 98.8896 | 1.9905 | 1003.9246 | 19.8084
|  |  | -0.32538 | -0.041986 | -14.1295 | 97.6746 | 1.958 | 985.8705 | 19.3747
|  |  | -0.23821 | 0.0079901 | -12.514 | 97.7618 | 2.008 | 987.486 | 19.8744
|  |  | -0.58266 | 0.011587 | 9.9586 | 97.4173 | 2.0116 | 1009.9586 | 20.4329
|  |  | -0.81534 | -0.0037863 | -6.2268 | 97.1847 | 1.9962 | 993.7732 | 20.0017
|  |  | -0.87498 | -0.023523 | 8.26 | 97.125 | 1.9765 | 1008.26 | 20.1087
|  |  | 0.17809 | 0.048726 | -13.4805 | 98.1781 | 2.0487 | 986.5195 | 20.1653
|  |  | 0.404 | -0.022438 | 3.9238 | 98.404 | 1.9776 | 1003.9238 | 19.7777
|  |  | 0.19646 | -0.018484 | -2.7428 | 98.1965 | 1.9815 | 997.2572 | 19.7257
|  |  | -0.69606 | 0.033855 | 9.9228 | 97.3039 | 2.0339 | 1009.9228 | 20.6773
|  |  | 0.84975 | -0.035447 | -4.3412 | 98.8498 | 1.9646 | 995.6588 | 19.4023
|  |  | -0.66184 | -0.0026365 | -5.3571 | 97.3382 | 1.9974 | 994.6429 | 19.9995
|  |  | 0.52874 | -0.0062539 | -0.49517 | 98.5287 | 1.9937 | 999.5048 | 19.824
|  |  | 0.29281 | -0.026938 | -1.2413 | 98.2928 | 1.9731 | 998.7587 | 19.6539
|  |  | -0.29826 | 0.0022843 | 10.6451 | 97.7017 | 2.0023 | 1010.6451 | 20.2961
|  |  | -0.5403 | 0.013306 | 6.6914 | 97.4597 | 2.0133 | 1006.6914 | 20.3752
|  |  | -0.35871 | 0.018242 | -11.2666 | 97.6413 | 2.0182 | 988.7334 | 20.0232
|  |  | 0.035167 | 0.0035102 | 1.3954 | 98.0352 | 2.0035 | 1001.3954 | 20.0553
|  |  | 0.38302 | 0.015928 | 0.92889 | 98.383 | 2.0159 | 1000.9289 | 20.0978
|  |  | -0.13696 | 0.0055204 | 3.458 | 97.863 | 2.0055 | 1003.458 | 20.151
|  |  | -0.40084 | -0.020329 | 19.1248 | 97.5992 | 1.9797 | 1019.1248 | 20.2607
|  |  | 0.22202 | 0.047914 | 16.6248 | 98.222 | 2.0479 | 1016.6248 | 20.7636
|  |  | 1.203 | -0.0048605 | 3.214 | 99.203 | 1.9951 | 1003.214 | 19.7785
|  |  | 0.13054 | -0.043582 | 2.4448 | 98.1305 | 1.9564 | 1002.4448 | 19.595
|  |  | 0.063508 | 0.027238 | -15.228 | 98.0635 | 2.0272 | 984.772 | 19.9456
|  |  | -0.64841 | 0.008899 | -9.5125 | 97.3516 | 2.0089 | 990.4875 | 20.026
|  |  | 0.23578 | -0.01755 | -5.9999 | 98.2358 | 1.9824 | 994.0001 | 19.6626
|  |  | 0.069002 | 0.011211 | 9.6129 | 98.069 | 2.0112 | 1009.6129 | 20.2892
|  |  | 0.89428 | 0.025625 | -0.34759 | 98.8943 | 2.0256 | 999.6524 | 20.0646
|  |  | -0.64273 | 0.003886 | -4.8429 | 97.3573 | 2.0039 | 995.1571 | 20.07
|  |  | 0.2966 | 0.0045853 | -3.2395 | 98.2966 | 2.0046 | 996.7605 | 19.9209
|  |  | -0.21573 | -0.014266 | 5.5732 | 97.7843 | 1.9857 | 1005.5732 | 20.014
|  |  | 0.63184 | 0.0016338 | -1.6733 | 98.6318 | 2.0016 | 998.3267 | 19.8571
|  |  | -1.0383 | 0.0064371 | 8.1943 | 96.9617 | 2.0064 | 1008.1943 | 20.4397
|  |  | -0.36579 | 0.034452 | -7.5409 | 97.6342 | 2.0345 | 992.4591 | 20.2582
|  |  | 0.78122 | -0.0441 | -8.429 | 98.7812 | 1.9559 | 991.571 | 19.2522
|  |  | -0.33561 | -0.029329 | -5.873 | 97.6644 | 1.9707 | 994.127 | 19.6627
|  |  | 0.22526 | 0.016197 | -0.4399 | 98.2253 | 2.0162 | 999.5601 | 20.1046
|  |  | 0.34469 | -0.02085 | -0.40842 | 98.3447 | 1.9791 | 999.5916 | 19.7196
|  |  | -0.23549 | -0.0076211 | -14.3227 | 97.7645 | 1.9924 | 985.6773 | 19.6863
|  |  | -0.39389 | 0.012233 | -0.19732 | 97.6061 | 2.0122 | 999.8027 | 20.1954
|  |  | 0.25531 | -0.03403 | -4.1242 | 98.2553 | 1.966 | 995.8758 | 19.5354
|  |  | 0.77824 | -0.010356 | 1.3556 | 98.7782 | 1.9896 | 1001.3556 | 19.7716
|  |  | 0.49836 | -0.016686 | -1.7428 | 98.4984 | 1.9833 | 998.2572 | 19.7037
|  |  | 0.14985 | 0.0082084 | -11.1132 | 98.1498 | 2.0082 | 988.8868 | 19.8276
|  |  | 0.0067873 | 0.097204 | -0.21015 | 98.0068 | 2.0972 | 999.7899 | 20.9458
|  |  | -0.74109 | 0.023603 | 2.3183 | 97.2589 | 2.0236 | 1002.3183 | 20.4295
|  |  | -0.5995 | 0.045526 | -2.7405 | 97.4005 | 2.0455 | 997.2595 | 20.5128
|  |  | 0.63734 | -0.03136 | -5.4845 | 98.6373 | 1.9686 | 994.5155 | 19.4605
|  |  | 0.65998 | 0.051385 | -2.3962 | 98.66 | 2.0514 | 997.6038 | 20.3201
|  |  | 0.83052 | -0.032369 | 7.9441 | 98.8305 | 1.9676 | 1007.9441 | 19.6756
|  |  | 0.027004 | -0.0047344 | 13.1114 | 98.027 | 1.9953 | 1013.1114 | 20.2098
|  |  | -0.32279 | 0.010793 | 3.936 | 97.6772 | 2.0108 | 1003.936 | 20.2503
|  |  | -0.32767 | 0.034759 | -14.2875 | 97.6723 | 2.0348 | 985.7125 | 20.1158
|  |  | 0.16362 | -0.028283 | 16.3514 | 98.1636 | 1.9717 | 1016.3514 | 20.0125
|  |  | 0.22092 | -0.0098859 | -5.5979 | 98.2209 | 1.9901 | 994.4021 | 19.7481
|  |  | 0.60674 | 0.0057038 | -5.6326 | 98.6067 | 2.0057 | 994.3674 | 19.8227
|  |  | 0.59629 | -0.014336 | -2.6157 | 98.5963 | 1.9857 | 997.3843 | 19.6901
|  |  | 0.12703 | 0.016649 | -10.8434 | 98.127 | 2.0166 | 989.1566 | 19.9192
|  |  | 0.14402 | 0.056724 | 1.5104 | 98.144 | 2.0567 | 1001.5104 | 20.557
|  |  | 0.30857 | -0.021148 | -4.7803 | 98.3086 | 1.9789 | 995.2197 | 19.6375
|  |  | -0.2338 | -0.049541 | -9.5506 | 97.7662 | 1.9505 | 990.4494 | 19.3732
|  |  | 0.08071 | 0.025912 | -6.5491 | 98.0807 | 2.0259 | 993.4509 | 20.105
|  |  | -0.65889 | 0.049151 | 12.4684 | 97.3411 | 2.0492 | 1012.4684 | 20.8743
|  |  | -0.33261 | -0.012393 | -7.5531 | 97.6674 | 1.9876 | 992.4469 | 19.7942
|  |  | 0.53857 | 0.0083423 | 2.487 | 98.5386 | 2.0083 | 1002.487 | 20.0239
|  |  | 0.58179 | 0.030646 | -0.61557 | 98.5818 | 2.0306 | 999.3844 | 20.1704
|  |  | 0.24394 | 0.028789 | 10.1587 | 98.2439 | 2.0288 | 1010.1587 | 20.4382
|  |  | 0.45185 | -0.031015 | 4.1887 | 98.4518 | 1.969 | 1004.1887 | 19.6895
|  |  | 0.62553 | 0.024882 | -7.0258 | 98.6255 | 2.0249 | 992.9742 | 19.9766
|  |  | 1.2021 | 0.031645 | 6.0035 | 99.2021 | 2.0316 | 1006.0035 | 20.1893
|  |  | 0.4814 | -0.016875 | -6.381 | 98.4814 | 1.9831 | 993.619 | 19.6136
|  |  | 1.493 | -0.026578 | -4.6028 | 99.493 | 1.9734 | 995.3972 | 19.3595
|  |  | -0.13485 | 0.023945 | 9.4951 | 97.8652 | 2.0239 | 1009.4951 | 20.4543
|  |  | -0.17663 | -0.001414 | 3.0964 | 97.8234 | 1.9986 | 1003.0964 | 20.0835
|  |  | -0.78634 | 0.030736 | -0.075349 | 97.2137 | 2.0307 | 999.9247 | 20.4604
|  |  | -0.2206 | 0.0077903 | 0.65898 | 97.7794 | 2.0078 | 1000.659 | 20.134
|  |  | -0.82101 | 0.021072 | -0.18326 | 97.179 | 2.0211 | 999.8167 | 20.37
|  |  | 0.67556 | -0.018673 | 3.4752 | 98.6756 | 1.9813 | 1003.4752 | 19.7524
|  |  | 0.021807 | -0.0094705 | 5.1481 | 98.0218 | 1.9905 | 1005.1481 | 20.0053
|  |  | -0.36573 | 0.01593 | 5.0943 | 97.6343 | 2.0159 | 1005.0943 | 20.3331
|  |  | 0.72452 | 0.068933 | 9.1627 | 98.7245 | 2.0689 | 1009.1627 | 20.7145
|  |  | 0.27018 | -0.040843 | 6.9058 | 98.2702 | 1.9592 | 1006.9058 | 19.6817
|  |  | -0.55354 | -0.018424 | -9.2594 | 97.4465 | 1.9816 | 990.7406 | 19.7452
|  |  | -0.074189 | 0.016059 | 0.56295 | 97.9258 | 2.0161 | 1000.5629 | 20.1837
|  |  | -0.64123 | 0.011119 | 11.6114 | 97.3588 | 2.0111 | 1011.6114 | 20.4737
|  |  | 0.075393 | 0.018836 | -2.8082 | 98.0754 | 2.0188 | 997.1918 | 20.1127
|  |  | 0.81199 | -0.022115 | 13.7932 | 98.812 | 1.9779 | 1013.7932 | 19.8945
|  |  | -0.5277 | -0.05057 | 12.7137 | 97.4723 | 1.9494 | 1012.7137 | 19.857
|  |  | -0.29958 | 0.024477 | -4.7428 | 97.7004 | 2.0245 | 995.2572 | 20.2043
|  |  | 0.16415 | -0.024888 | -1.5832 | 98.1642 | 1.9751 | 998.4168 | 19.6924
|  |  | -1.0707 | -0.03097 | 2.968 | 96.9293 | 1.969 | 1002.968 | 19.9687
|  |  | 0.30764 | 0.0024946 | -11.806 | 98.3076 | 2.0025 | 988.194 | 19.7274
|  |  | -0.43466 | 0.020287 | 2.5338 | 97.5653 | 2.0203 | 1002.5338 | 20.3383
|  |  | 1.3789 | -0.04022 | 6.8436 | 99.3789 | 1.9598 | 1006.8436 | 19.4713
|  |  | 0.33814 | 0.060631 | 0.62573 | 98.3381 | 2.0606 | 1000.6257 | 20.5373
|  |  | -0.30615 | -0.039545 | 7.5153 | 97.6939 | 1.9605 | 1007.5153 | 19.8204
|  |  | 0.0020084 | 0.010258 | 1.5447 | 98.002 | 2.0103 | 1001.5447 | 20.1312
|  |  | 1.0421 | -0.041433 | 7.0701 | 99.0421 | 1.9586 | 1007.0701 | 19.5287
|  |  | -0.32101 | -0.0083019 | 7.2449 | 97.679 | 1.9917 | 1007.2449 | 20.1276
|  |  | 0.27553 | -0.005029 | -2.1683 | 98.2755 | 1.995 | 997.8317 | 19.8528
|  |  | -0.04565 | 0.026274 | -4.5012 | 97.9544 | 2.0263 | 995.4988 | 20.1754
|  |  | 0.023523 | 0.010904 | -5.028 | 98.0235 | 2.0109 | 994.972 | 20.001
|  |  | 0.58816 | -0.028218 | 4.9455 | 98.5882 | 1.9718 | 1004.9455 | 19.705
|  |  | -0.17347 | -0.0046159 | 0.52138 | 97.8265 | 1.9954 | 1000.5214 | 19.9999
|  |  | -0.80031 | 0.027059 | 5.6969 | 97.1997 | 2.0271 | 1005.6969 | 20.5449
|  |  | 0.018665 | -0.012517 | -13.3831 | 98.0187 | 1.9875 | 986.6169 | 19.6076
|  |  | 0.41699 | -0.032358 | 9.5426 | 98.417 | 1.9676 | 1009.5426 | 19.7881
|  |  | 0.55222 | -0.038931 | 10.4057 | 98.5522 | 1.9611 | 1010.4057 | 19.7136
|  |  | 0.35976 | -0.0159 | 5.1383 | 98.3598 | 1.9841 | 1005.1383 | 19.8746
|  |  | -0.40895 | 0.015453 | -4.4863 | 97.5911 | 2.0155 | 995.5137 | 20.1434
|  |  | 0.20977 | -0.036136 | -9.7158 | 98.2098 | 1.9639 | 990.2842 | 19.4141
|  |  | -0.037797 | -0.015978 | 3.8257 | 97.9622 | 1.984 | 1003.8257 | 19.9268
|  |  | 0.62139 | 0.026347 | -7.9675 | 98.6214 | 2.0263 | 992.0325 | 19.9727
|  |  | -1.375 | 0.002936 | -6.1695 | 96.625 | 2.0029 | 993.8305 | 20.1827
|  |  | -1.803 | 0.027824 | 3.0851 | 96.197 | 2.0278 | 1003.0851 | 20.7084
|  |  | 0.35303 | 0.043905 | -10.4499 | 98.353 | 2.0439 | 989.5501 | 20.1455
|  |  | 0.23667 | -0.061362 | -12.5679 | 98.2367 | 1.9386 | 987.4321 | 19.1092
|  |  | 0.36989 | 0.02978 | -2.1931 | 98.3699 | 2.0298 | 997.8069 | 20.1727
|  |  | 0.4596 | -0.060882 | -4.308 | 98.4596 | 1.9391 | 995.692 | 19.231
|  |  | 0.8019 | -0.027728 | -1.3105 | 98.8019 | 1.9723 | 998.6895 | 19.5456
Recalculation of variates with their errors (which are added algebraically, unlike standard deviations that add quadratically)
2x standard deviation (N great)
3 sources d'erreurs: - erreurs de débit pour les 2 débitmètres - erreur sur C0
A classical process to prepare online gas mixtures (low concentration in air) consists in using a dilution bench: Pure air, and a gas with a large concentration C0 in air, are mixed using two volumetric flowrate regulators d1 and d2. The specifications of the flowmeters and of the C0 gas are known. From the manufacturer's specifications, calculate the 95% uncertainty on the final concentration C. Distribution of random errors is gaussian.
1500x3 random computer selection of errors...
Caution, the specifications give uncertainties,which must be divide by 2 to obtain the standard deviations.
Calculation of variables with errors
Formulas giving the flows d1 and d2 according to the final concentration and to the total flow desired
Formulas giving final concentration according to the 2 flows d1 and d2

## histo of errors
Classes | Fréquence
19 | 1
19.1 | 6
19.2 | 7
19.3 | 18
19.4 | 36
19.5 | 58
19.6 | 69
19.7 | 96
19.8 | 135
19.9 | 145
20 | 170
20.1 | 174
20.2 | 167
20.3 | 128
20.4 | 96
20.5 | 77
20.6 | 52
20.7 | 32
20.8 | 17
20.9 | 10
21 | 4
ou plus... | 2